## 1. Introduction
ENERGY STAR® Water Coolers Data and Analysis
Enclosed are the ENERGY STAR Water Cooler data and analysis supporting the Version 3.0 ENERGY STAR specification. The following tabs are included in this workbook:
1. Introduction: Includes Introduction, table of contents and contacts.
2. Key Product Criteria: Displays key data for new specifications and major revisions.
Table 1: Efficiency Requirements
Chart 1: Efficiency Criteria and ENERGY STAR Models
3. Energy and Cost Savings: Summarizes consumers' energy and cost savings, as well as national savings, associated with the Version 3.0 levels.
Table 2: Annual Unit Energy, GHG, and Cost Savings
Table 3: Lifetime Unit Energy, GHG, and Cost Savings
Table 4: National Lifetime Savings Estimate
4. Product Availability: Provides model counts of available product at the V3.0 criteria levels for each product class.
Table 5: Product Availability and Percentage of Total
5. ENERGY STAR QPL: Includes all ENERGY STAR certified water coolers, as of March, 2021
Table 6: ENERGY STAR Qualified Products List
6. CEC Dataset: Includes all models listed on the CEC product database as of March, 2021
Table 7: CEC Dataset
7. Cooling Capacity Analysis: Provides summary of analysis used to determine definition of High Capacity and Low Capacity water coolers
Chart 2: Cooling Capacity Analysis from CEC Dataset
8. Heating Capacity Analysis: Provides summary of analysis used to determine definition of High Capacity and Low Capacity water coolers
Chart 3: Heating Capacity Analysis from CEC Dataset
If you have any questions concerning this data, please contact Tanja Crk, EPA, at crk.tanja@epa.gov. For more information on ENERGY STAR Water Coolers specification development, please visit www.energystar.gov/RevisedSpecs and follow the link for “Water Coolers".

## 2. Version 3.0 Criteria
Table 1: Efficiency Requirements
|  |  | ESTAR V3.0 |  |  | CEC Minimum requirements (Standard) | ESTAR V2.0
Type | Conditioning Method | Capacity | On Mode with No Water Draw (Wh/day) | OMP for Cold Water Draw | OMP For Hot Water Draw | On Mode with No Water Draw (kWh/day) | On Mode with No Water Draw (kWh/day)
Cold Only & Cook and Cold Units | Conditioned Storage | All | 0.16 | Reported | Reported | 1.2 | 0.16
Hot and Cold & Hot, Cook, and Cold Units | Conditioned Storage | Low Capacity | 0.68 | Reported | Reported | 1.2 | 0.87
|  | High Capacity | 0.8 | Reported | Reported | 1.2 | 0.87
| On Demand | All | 0.18 | Reported | Reported | 1.2 | 0.18
Chart 1: Version 3.0 Efficiency Criteria and Water Cooler Models
Chart 1: V7.0 Efficiency Criteria and ENERGY STAR Models
Key for Water Cooler Type |  |  |  | Note: Models from the CEC Dataset and the ENERGY STAR QPL have been distributed horizontally within their categories for visual purposes only.
Type 1: Cold Only
Type 2: Cook & Cold
Type 3: Hot and Cold - Conditioned Storage, Low Capacity
Type 4: Hot and Cold - Conditioned Storage, High Capacity
Type 5: Hot and Cold - On Demand

## 3. Energy and Cost Savings
Table 2: Annual Unit Energy, GHG, and Cost Savings
V3.0 Efficiency Criteria
Equipment | Type | Capacity | Electrical Savings (kWh) | Annual Operational Savings ($) | Emissions Reduction (pounds of CO2)
Cold Only | Conditioned Storage | All | 305.8065 | 38.1035 | 477.0582
Cook and Cold Units | Conditioned Storage | All | 305.8065 | 38.1035 | 477.0582
Hot and Cold Units | Conditioned Storage | Low Capacity | 81.1978 | 10.1172 | 126.6686
|  | High Capacity | 54.75 | 6.8219 | 85.41
| On Demand Heating | All | 0 | 0 | 0
Assumptions: (1) The standard used to calculate savings was the average of all non-ENERGY STAR models on the CEC list (2) Elec. Emissions Factor = 1.560 lbs CO2E/kWh, (3) Residential electricity rate = $0.1246 / kWh
Table 3: Lifetime Unit Energy, GHG, and Cost Savings
V3.0 Efficiency Criteria
Equipment | Type | Capacity | Lifetime Electrical Savings (kWh) | Lifetime Annual Operational Savings ($) | Lifetime Emissions Reduction (pounds of CO2)
Cold Only | Conditioned Storage | All | 3058.0652 | 378.2827 | 4764.4656
Cook and Cold Units | Conditioned Storage | All | 3058.0652 | 378.2827 | 4764.4656
Hot and Cold Units | Conditioned Storage | Low Capacity | 811.9782 | 100.4417 | 1265.0621
|  | High Capacity | 547.5 | 67.7258 | 853.005
| On Demand Heating | All | 0 | 0 | 0
Assumptions: A lifetime of 10 years for all products was used per industry recommendation.
Table 4: National Annual Savings Potential
V3.0 Efficiency Criteria
Equipment | Type | Capacity | National Electrical Savings (kWh) | National Annual Operating Savings ($) | National CO2 Emissions Reduction (thousands of lbs)
Cold Only | Conditioned Storage | All | 56934347.7741 | 4807921.2083 | 88817.5825
Cook and Cold Units | Conditioned Storage | All | 774733868.6997 | 65423765.156 | 1208584.8352
Hot and Cold Units | Conditioned Storage | Low Capacity | 644992124.7115 | 54467495.2257 | 1006187.7145
|  | High Capacity | 1739618973.7689 | 146905186.1535 | 2713805.5991
| On Demand Heating | All | 0 | 0 | 0
Totals |  |  | 3216279314.9542 | 271604367.7434 | 5017395.7313
Assumptions: Assumes all water coolers in the U.S. are ENERGY STAR at the Version 3.0 criteria over the lifetime, which totals to 41.8 million units over 10 years. Projected shipments were estimated per EPA analysis and 2019 US Water Dispense Report, Zenith Global

## 4. Product Availability
Table 5: Product Availability and Percentage of Total Using Reported Values
Base Model Count of the Rated Values at each Level
|  |  | ENERGY STAR V2.0 | ENERGY STAR V3.0 | % of ES V2.0 Passing | CEC Base Models | CEC Passing Models | % of CEC Passing | CEC Passing Models with Rounding Estimation | % CEC Passing with Rounding Estimation
Cold Only | Conditioned Storage | All | 7 | 7 | 100% | 2 | 1 | 50% | 1.2 | 60%
Cook (ambient) & Cold | Conditioned Storage | All | 18 | 18 | 100% | 52 | 6 | 11.54% | 8.2 | 15.77%
Hot & Cold | Conditioned Storage | Low Capacity | 129 | 44 | 34.11% | 1118 | 68 | 6.082% | 159.2 | 14.24%
|  | High Capacity | 92 | 5 | 5.435% | 8 | 6 | 75% | 5.2 | 65%
| On Demand | All | 11 | 11 | 100% | N/A | N/A | N/A | N/A | N/A
Total |  |  | 257 | 85 | 33.07% | 1180 | 81 | 6.864% | 173.8 | 14.73%
Note: The CEC database does not identify units by conditioning type, so the above displays only the total number of "Hot & Cold" units that meet the proposed level for Conditioned Storage type units. From the ENERGY STAR QPL, units with an energy use at or above 0.80 kWh/day are assumed to be High Capacity units. Additionally, CEC reports the kWh/day value to one decimal point, where the ENERGY STAR levels are proposed with two decimal points. To provide a closer estimate of the actual number of products from the CEC Dataset that will meet the proposed ENERGY STAR levels, the "CEC Passing Models with Rounding Estimation" and "% CEC Passing with Rounding Estimation" column assumes an even distribution of values for the hundredths decimal place. As an example, for Low Capacity Hot and Cold water coolers, it is estimated that all units rated at or below 0.6 kWh/day meet the ENERGY STAR proposed level, plus 40% of all units rated at 0.7 kWh/day to account for products ranging from 0.65-0.68 kWh/day that would be rounded to 0.7 kWh/day. The number of units meeting the current and proposed levels for Hot and Cold Storage and On Demand units, and for Cold only & Cook and Cold units, may also be distorted due to rounding differences.

## 5. ENERGY STAR QPL
Table 6: ENERGY STAR Qualified Products List | [9 empty] | Scatterplot Criteria Lines
Note: The below was downloaded from the ENERGY STAR Qualified Product List on March 15, 2021.
The ENERGY STAR Qualified Product List is available here.
Brand Name | Model Name | Model Number | Type | Water Source | Water Storage | Refrigerated Compartment | Type Category | Jitter (Hide Column) | Energy Use (On Mode With No Water Draw) (kWh/day) | CEC Minimum - Standard Unit |  | ENERGY STAR V2.0 |  | ENERGY STAR V3.0 Proposal
Waterways | SOVWB110ESBR | SOVWB110ESBR | Cold Only | Bottled - Top Load | Storage | No | 1 | 0.95048 | 0.16 | Type | Energy Use | Type | Energy Use | Type | Energy Use
Waterways | SOVWW110ESBR | SOVWW110ESBR | Cold Only | Bottled - Top Load | Storage | No | 1 | 0.90673 | 0.16 | 1 | 1.2 | 1 | 0.16 | 1 | 0.16
Waterways | SOWF110ESBR | SOWF110ESBR | Cold Only | Bottled - Top Load | Storage | No | 1 | 0.79972 | 0.16 | 1.5 | 1.2 | 1.5 | 0.16 | 1.5 | 0.16
Waterways | SOWF110ESNS | SOWF110ESNS | Cold Only | Bottled - Top Load | Storage | No | 1 | 0.8711 | 0.16 | 2 | 1.2 | 2 | 0.16 | 2 | 0.16
Waterways | SOWF210ESBR | SOWF210ESBR | Hot and Cold | Bottled - Top Load | Storage | No | 4 | 3.8472 | 0.86 | 2.5 | 1.2 | 2.5 | 0.16 | 2.5 | 0.16
Waterways | SOWF210ESNS | SOWF210ESNS | Hot and Cold | Bottled - Top Load | Storage | No | 4 | 3.7647 | 0.86 | 2.51 | 1.2 | 2.51 | 0.87 | 2.51 | 0.68
Glacier Bay | Water Cooler | VWD1066BLS-1HDC (sku # 1000 756 142) | Hot and Cold | Bottled - Bottom Load | On Demand | No | 5 | 4.7658 | 0.16 | 3 | 1.2 | 3 | 0.87 | 3 | 0.68
Glacier Bay | Water Cooler | VWD1066BLS-1-HDU (sku # 1000 050 439) | Hot and Cold | Bottled - Bottom Load | On Demand | No | 5 | 4.9136 | 0.16 | 3.49 | 1.2 | 3.49 | 0.87 | 3.49 | 0.68
Glacier Bay | Water Cooler | VWD2266W-2HDC (sku # 1000 746 950) | Hot and Cold | Bottled - Top Load | Storage | No | 3 | 3.0032 | 0.71 | 3.5 | 1.2 | 3.5 | 0.87 | 3.5 | 0.8
Glacier Bay | Water Cooler | VWD2266W-2-HDU (sku # 1000 050 440) | Hot and Cold | Bottled - Top Load | Storage | No | 3 | 3.0335 | 0.71 | 4 | 1.2 | 4 | 0.87 | 4 | 0.8
Glacier Bay | Water Cooler | VWD366BLP-HDC (sku # 1000 756 141) | Hot and Cold | Bottled - Top Load | Storage | No | 3 | 3.0845 | 0.7 | 4.49 | 1.2 | 4.49 | 0.87 | 4.49 | 0.8
Glacier Bay | Water Cooler | VWD5446BLS-2-HDU (sku # 1001 017 471) | Hot and Cold | Bottled - Top Load | On Demand | No | 5 | 5.0294 | 0.17 | 4.5 | 1.2 | 4.5 | 0.18 | 4.5 | 0.18
Great Value | VWD1119W | VWD1119W | Hot and Cold | Bottled - Top Load | Storage | No | 4 | 3.839 | 0.84 | 5 | 1.2 | 5 | 0.18 | 5 | 0.18
Great Value | VWD1168BLS | VWD1168BLS | Hot and Cold | Bottled - Bottom Load | Storage | No | 3 | 3.0037 | 0.76
Master Chef | Water Cooler | VWD1089BLKSS (sku # 043-2371-2) | Hot and Cold | Bottled - Bottom Load | Storage | No | 4 | 3.8139 | 0.81
Vitapur | Water Cooler | VWD1006BLP | Hot and Cold | Bottled - Bottom Load | On Demand | No | 5 | 5.0531 | 0.17
Vitapur | Water Cooler | VWD1066BLS | Hot and Cold | Bottled - Bottom Load | On Demand | No | 5 | 5.236 | 0.17
Vitapur | VWD1069BLSC | VWD1069BLSC | Hot and Cold | Bottled - Bottom Load | Storage | No | 3 | 3.1382 | 0.66
Vitapur | Water Cooler | VWD1076BLST | Hot and Cold | Bottled - Bottom Load | On Demand | No | 5 | 4.7593 | 0.15
Vitapur | Water Cooler | VWD1077BLP | Hot and Cold | Bottled - Top Load | Storage | No | 3 | 3.1457 | 0.67
Vitapur | Water Cooler | VWD1086BLS-PL | Hot and Cold | Bottled - Bottom Load | Storage | No | 3 | 2.8865 | 0.76
Vitapur | VWD1175BLS | VWD1175BLS | Hot and Cold | Bottled - Bottom Load | Storage | No | 3 | 2.9747 | 0.78
Vitapur | VWD1185BLS | VWD1185BLS | Hot and Cold | Bottled - Bottom Load | Storage | No | 4 | 4.2119 | 0.85
Vitapur | Water Cooler | VWD2236W | Cook and Cold | Bottled - Top Load | Storage | No | 2 | 1.8125 | 0.12
Vitapur | Water Cooler | VWD2265W | Cook and Cold | Bottled - Top Load | Storage | No | 2 | 1.9764 | 0.11
Vitapur | Water Cooler | VWD266BLP | Cook and Cold | Bottled - Top Load | Storage | No | 2 | 2.1204 | 0.13
Vitapur | Water Cooler | VWD365W | Hot and Cold | Bottled - Top Load | Storage | No | 3 | 3.1476 | 0.74
Vitapur | Water Cooler | VWD365W-K | Hot and Cold | Bottled - Top Load | On Demand | No | 5 | 4.8123 | 0.15
Vitapur | Water Cooler | VWD366BLP | Hot and Cold | Bottled - Top Load | Storage | No | 3 | 2.7978 | 0.7
Vitapur | Water Cooler | VWD366BLS | Hot and Cold | Bottled - Top Load | Storage | No | 3 | 2.8529 | 0.7
Vitapur | Water Cooler | VWD366BLS-K | Hot and Cold | Bottled - Top Load | On Demand | No | 5 | 5.087 | 0.15
Vitapur | VWD520WLP | VWD520WLP | Hot and Cold | Bottled - Top Load | Storage | No | 3 | 3.0965 | 0.71
Angel Water System Technology Sdn Bhd | E190H | E190H | Hot and Cold | Conversion Type | Storage | No | 3 | 2.9265 | 0.78
Angel Water System Technology Sdn Bhd | E190K | E190K | Cook and Cold | Conversion Type | Storage | No | 2 | 1.8309 | 0.13
Angel Water System Technology Sdn Bhd | E280H | E280H | Hot and Cold | Conversion Type | Storage | No | 3 | 3.0988 | 0.78
Angel Water System Technology Sdn Bhd | E280K | E280K | Cook and Cold | Conversion Type | Storage | No | 2 | 2.1837 | 0.13
Angel Water System Technology Sdn Bhd | E320H | E320H | Hot and Cold | Conversion Type | Storage | No | 3 | 3.0152 | 0.78
Angel Water System Technology Sdn Bhd | E320K | E320K | Cook and Cold | Conversion Type | Storage | No | 2 | 2.0631 | 0.13
Angel Water System Technology Sdn Bhd | E430H | E430H | Hot and Cold | Conversion Type | Storage | No | 3 | 2.8284 | 0.78
Angel Water System Technology Sdn Bhd | E430K | E430K | Cook and Cold | Conversion Type | Storage | No | 2 | 1.8752 | 0.13
Angel Water System Technology Sdn Bhd | F316H | F316H | Hot and Cold | Conversion Type | Storage | No | 3 | 3.2444 | 0.78
Angel Water System Technology Sdn Bhd | F316K | F316K | Cook and Cold | Conversion Type | Storage | No | 2 | 1.8767 | 0.13
Angel Water System Technology Sdn Bhd | F323H | F323H | Hot and Cold | Conversion Type | Storage | No | 3 | 3.1534 | 0.78
Angel Water System Technology Sdn Bhd | F323K | F323K | Cook and Cold | Conversion Type | Storage | No | 2 | 2.2242 | 0.13
Angel Water System Technology Sdn Bhd | F528H | F528H | Hot and Cold | Conversion Type | Storage | No | 3 | 3.0049 | 0.78
Angel Water System Technology Sdn Bhd | F528K | F528K | Cook and Cold | Conversion Type | Storage | No | 2 | 2.1899 | 0.13
Angel Water System Technology Sdn Bhd | F728H | F728H | Hot and Cold | Conversion Type | Storage | No | 3 | 3.0879 | 0.78
Angel Water System Technology Sdn Bhd | F728K | F728K | Cook and Cold | Conversion Type | Storage | No | 2 | 2.1272 | 0.13
Avanti | WDBMC800Q3S | WDBMC800Q3S | Hot and Cold | Bottled - Bottom Load | Storage | No | 3 | 3.1281 | 0.74
Avanti | WDC760I3S | WDC760I3S | Hot and Cold | Bottled - Top Load | Storage | No | 3 | 3.2471 | 0.73
Avanti | WDHC770I0W | WDHC770I0W | Hot and Cold | Bottled - Top Load | Storage | No | 4 | 4.0398 | 0.86
Avalon | A10-TL | A10-TL | Hot and Cold | Bottled - Top Load | Storage | No | 3 | 3.0514 | 0.52
Avalon | A15 | A15 | Hot and Cold | Tap Water Source | Storage | No | 4 | 4.1826 | 0.8
Avalon | A1CTWTRCLRWHT | A1CTWTRCLRWHT | Hot and Cold | Bottled - Top Load | Storage | No | 3 | 3.0485 | 0.52
Avalon | A1TLWATERCOOLER | A1TLWATERCOOLER | Hot and Cold | Bottled - Top Load | Storage | No | 3 | 3.2462 | 0.66
Avalon | A4BLWTRCLR | A4BLWTRCLR | Hot and Cold | Bottled - Bottom Load | Storage | No | 4 | 4.1519 | 0.83
Avalon | A9 | A9 | Hot and Cold | Tap Water Source |  | No | 3 | 2.9304 | 0.6
Avalon | A9CTELECTRICSS | A9CTELECTRICSS | Hot and Cold | Tap Water Source | Storage | No | 3 | 3.1446 | 0.63
Master Chef | 043-2336-8 | 043-2336-8 | Hot and Cold | Bottled - Top Load | Storage | No | 3 | 2.921 | 0.66
Master Chef | 043-2337-6 | 043-2337-6 | Hot and Cold | Bottled - Top Load | Storage | No | 3 | 2.8936 | 0.52
Master Chef | 043-2338-4 | 043-2338-4 | Hot and Cold | Bottled - Bottom Load | Storage | No | 3 | 2.9314 | 0.74
AQUVERSE | 1PH | 1PH | Hot and Cold | Tap Water Source | Storage | No | 3 | 2.859 | 0.73
AQUVERSE | 3H | 3H | Hot and Cold | Bottled - Top Load | Storage | No | 3 | 2.8656 | 0.71
AQUVERSE | 3PH | 3PH | Hot and Cold | Tap Water Source | Storage | No | 3 | 3.1893 | 0.75
AQUVERSE | 5H | 5H | Hot and Cold | Bottled - Top Load | Storage | No | 3 | 2.7862 | 0.78
AQUVERSE | 5PH | 5PH | Hot and Cold | Tap Water Source | Storage | No | 3 | 2.84 | 0.7
AQUVERSE | A6500 | A6500 | Hot and Cold | Tap Water Source | Storage | No | 4 | 3.8604 | 0.81
Clover | B11A | B11A | Hot and Cold | Bottled - Top Load | Storage | No | 3 | 2.787 | 0.71
Clover | B17A0 | B17A0 | Hot and Cold | Bottled - Top Load | Storage | No | 3 | 2.9795 | 0.78
Clover | B26A0 | B26A0 | Hot and Cold | Bottled - Top Load | Storage | No | 3 | 3.0409 | 0.78
Clover | B7A | B7A | Hot and Cold | Bottled - Top Load | Storage | No | 3 | 2.8215 | 0.72
Clover | Water Cooler | B7B1 | Cook and Cold | Bottled - Top Load | Storage | No | 2 | 1.8869 | 0.15
Clover | BL25A1 | BL25A1 | Hot and Cold | Bottled - Bottom Load | Storage | No | 3 | 3.0835 | 0.79
Clover | D11A | D11A | Hot and Cold | Tap Water Source | Storage | No | 3 | 3.2175 | 0.75
Clover | D17A0 | D17A0 | Hot and Cold | Tap Water Source | Storage | No | 3 | 3.1949 | 0.7
Clover | D25A2 | D25A2 | Hot and Cold | Tap Water Source | Storage | No | 3 | 2.97 | 0.66
Clover | D25A2 | D25A2 | Hot and Cold | Tap Water Source | Storage | Yes | 3 | 2.8456 | 0.66
Clover | SD19A0 | SD19A0 | Hot and Cold | Tap Water Source | Storage | No | 3 | 3.1679 | 0.73
Crystal Mountain | ABFM2KHK1C | ABFM2KHK1C | Hot and Cold | Bottled - Bottom Load | Storage | No | 4 | 3.9179 | 0.8
Crystal Mountain | ANS-A2*H*1AC | ANS-A2*H*1AC | Hot and Cold | Bottled - Top Load | Storage | No | 3 | 3.2494 | 0.75
Crystal Mountain | ANS-A2*T*1AC | ANS-A2*T*1AC | Cold Only | Bottled - Top Load | Storage | No | 1 | 0.99964 | 0.15
Crystal Mountain | GLE*2*H*1A%C | GLE*2*H*1A%C | Hot and Cold | Bottled - Top Load | Storage | No | 4 | 3.8753 | 0.87
Crystal Mountain | GLE*2*T*1A%C | GLE*2*T*1A%C | Cook and Cold | Bottled - Top Load | Storage | No | 2 | 1.8637 | 0.11
Crystal Mountain | GLS*2*H*1A%C | GLS*2*H*1A%C | Hot and Cold | Bottled - Top Load | Storage | No | 4 | 4.1157 | 0.84
Crystal Mountain | GLS*2*T*1A%C | GLS*2*T*1A%C | Cook and Cold | Bottled - Top Load | Storage | No | 2 | 2.2436 | 0.13
Crystal Mountain | K2FM2*H*1CC | K2FM2*H*1CC | Hot and Cold | Bottled - Top Load | Storage | No | 3 | 3.1176 | 0.79
Crystal Mountain | NOS-A2SHS1AC | NOS-A2SHS1AC | Hot and Cold | Bottled - Top Load | Storage | No | 3 | 2.7882 | 0.53
Crystal Mountain | STFM2*H*1C | STFM2*H*1C | Hot and Cold | Bottled - Bottom Load | Storage | No | 3 | 2.8138 | 0.62
Crystal Mountain | STFP2KHK1RO | STFP2KHK1RO | Hot and Cold | Tap Water Source | Storage | No | 3 | 2.9906 | 0.74
Frigidaire | Water Dispenser | EFWC498 | Hot and Cold | Bottled - Top Load |  | No | 4 | 3.7946 | 0.84
Frigidaire | EFWC505 | EFWC505 | Hot and Cold | Bottled - Bottom Load | Storage | No | 3 | 3.1297 | 0.7
Brio | 500 Series | CBP-520 | Hot and Cold | Bottled - Top Load | Storage | No | 3 | 3.0826 | 0.68
Brio | CLBL220 | CLBL220 | Hot and Cold | Bottled - Bottom Load | Storage | No | 4 | 3.9195 | 0.85
Brio | CLTL100 | CLTL100 | Hot and Cold | Bottled - Top Load | Storage | No | 3 | 2.9625 | 0.66
Brio | CLTL100V2 | CLTL100V2 | Hot and Cold | Bottled - Top Load | Storage | No | 3 | 2.8888 | 0.56
Brio | CLTL220 | CLTL220 | Hot and Cold | Bottled - Top Load | Storage | No | 3 | 2.8769 | 0.52
Brio | 3000 Series | CLW-3000U | Hot and Cold | Bottled - Top Load | Storage | No | 3 | 2.7509 | 0.79
Brio;LAGO | CL520CV | CL520CV | Hot and Cold | Bottled - Top Load | Storage | No | 3 | 2.7598 | 0.66
Brio;LAGO | CLCTPOU520UVF2 | CLCTPOU520UVF2 | Hot and Cold | Tap Water Source | Storage | No | 4 | 3.8985 | 0.8
Brio;LAGO | CLCTPOU620UVF2 | CLCTPOU620UVF2 | Hot and Cold | Tap Water Source |  | No | 3 | 3.18 | 0.6
Brio;LAGO | CLCTTL520 | CLCTTL520 | Hot and Cold | Bottled - Top Load | Storage | No | 3 | 3.2205 | 0.52
Brio;LAGO | CLPOU520UVF4 | CLPOU520UVF4 | Hot and Cold | Tap Water Source | Storage | No | 3 | 3.1962 | 0.74
LAGO | CLBL200 | CLBL200 | Hot and Cold | Bottled - Bottom Load | Storage | No | 4 | 4.0848 | 0.85
LAGO | CLTL100 | CLTL100 | Hot and Cold | Bottled - Top Load | Storage | No | 3 | 2.7794 | 0.66
LAGO | CLTL100V2 | CLTL100V2 | Hot and Cold | Bottled - Top Load | Storage | No | 3 | 2.9125 | 0.56
LAGO | CLTL220 | CLTL220 | Hot and Cold | Bottled - Top Load | Storage | No | 3 | 2.8169 | 0.52
LAGO;Brio | CLTL320SL | CLTL320SL | Hot and Cold | Bottled - Top Load | Storage | No | 4 | 4.225 | 0.85
EBAC | BY24**-US | BY24**-US | Hot and Cold | Bottled - Bottom Load | Storage | No | 3 | 3.0877 | 0.68
CLASSIC | 8LIECH-BP-* | 8LIECH-BP-* | Hot and Cold | Bottled - Bottom Load | Storage | No | 4 | 4.084 | 0.87
CLASSIC | 8LIECHK-SC-* | 8LIECHK-SC-* | Hot and Cold | Bottled - Bottom Load | Storage | No | 4 | 3.7964 | 0.87
Peak's water | P6020* | P6020* | Hot and Cold | Bottled - Top Load | Storage | No | 4 | 4.0726 | 0.87
PEAKâ€™S WATER | 8LIECH-SC-SSS-5L | 8LIECH-SC-SSS-5L | Hot and Cold | Bottled - Bottom Load | Storage | No | 4 | 3.7856 | 0.87
PEAKâ€™S WATER | P8120* | P8120* | Hot and Cold | Bottled - Bottom Load | Storage | No | 4 | 3.8569 | 0.87
PEAKâ€™S WATER | P8121* | P8121* | Hot and Cold | Bottled - Bottom Load | Storage | No | 4 | 4.0498 | 0.87
PEAKâ€™S WATER | P8122* | P8122* | Hot and Cold | Bottled - Bottom Load | Storage | No | 4 | 3.7626 | 0.87
PEAKâ€™S WATER | P8123* | P8123* | Hot and Cold | Bottled - Bottom Load | Storage | No | 4 | 4.1661 | 0.87
PEAKâ€™S WATER | P8125* | P8125* | Hot and Cold | Bottled - Bottom Load | Storage | No | 4 | 4.1295 | 0.87
PEAKâ€™S WATER | P8220* | P8220* | Hot and Cold | Bottled - Bottom Load | Storage | No | 4 | 3.7983 | 0.87
PEAKâ€™S WATER | P8221* | P8221* | Hot and Cold | Bottled - Bottom Load | Storage | No | 4 | 4.095 | 0.87
PEAKâ€™S WATER | P8222* | P8222* | Hot and Cold | Bottled - Bottom Load | Storage | No | 4 | 4.1468 | 0.87
PEAKâ€™S WATER | P8223* | P8223* | Hot and Cold | Bottled - Bottom Load | Storage | No | 4 | 3.9445 | 0.87
PEAKâ€™S WATER | P8225* | P8225* | Hot and Cold | Bottled - Bottom Load | Storage | No | 4 | 3.769 | 0.87
Whirlpool | 75IECHK-DTSSFWL | 75IECHK-DTSSFWL | Hot and Cold | Bottled - Top Load | Storage | No | 4 | 3.8476 | 0.87
Whirlpool | 7LICH-*-WL | 7LICH-*-WL | Hot and Cold | Bottled - Top Load | Storage | No | 4 | 3.8151 | 0.87
Whirlpool | 7LIECH-SC-*-WL | 7LIECH-SC-*-WL | Hot and Cold | Bottled - Top Load | Storage | No | 4 | 4.101 | 0.87
Whirlpool | 8LCHK-*-4L-WL | 8LCHK-*-4L-WL | Hot and Cold | Bottled - Bottom Load | Storage | No | 4 | 3.7522 | 0.87
Whirlpool | 8LCH-KK-* | 8LCH-KK-* | Hot and Cold | Bottled - Bottom Load | Storage | No | 4 | 3.7908 | 0.87
Whirlpool | 8LCH-KK-*-5I | 8LCH-KK-*-5I | Hot and Cold | Bottled - Bottom Load | Storage | No | 4 | 3.8982 | 0.87
Whirlpool | 8LIECHK-*-WL | 8LIECHK-*-WL | Hot and Cold | Bottled - Bottom Load | Storage | No | 4 | 3.8681 | 0.87
Whirlpool | 8LIECH-SC*-*-* | 8LIECH-SC*-*-* | Hot and Cold | Bottled - Bottom Load | Storage | No | 4 | 3.9301 | 0.87
Whirlpool | 8LIECH-SC-*-5L-W-* | 8LIECH-SC-*-5L-W-* | Hot and Cold | Bottled - Bottom Load | Storage | No | 4 | 3.7523 | 0.87
Whirlpool | W8122* | W8122* | Hot and Cold | Bottled - Bottom Load | Storage | No | 4 | 4.1911 | 0.87
Whirlpool | W8123* | W8123* | Hot and Cold | Bottled - Bottom Load | Storage | No | 4 | 3.9136 | 0.87
Whirlpool | W8125* | W8125* | Hot and Cold | Bottled - Bottom Load | Storage | No | 4 | 3.766 | 0.87
Whirlpool | W8130* | W8130* | Hot and Cold | Bottled - Bottom Load | Storage | No | 4 | 4.1874 | 0.87
Whirlpool | W8132* | W8132* | Hot and Cold | Bottled - Bottom Load | Storage | No | 4 | 4.1879 | 0.87
Whirlpool | W8133* | W8133* | Hot and Cold | Bottled - Bottom Load | Storage | No | 4 | 4.1898 | 0.87
Whirlpool | W8134* | W8134* | Hot and Cold | Bottled - Bottom Load | Storage | No | 4 | 4.2046 | 0.87
Whirlpool | W8135* | W8135* | Hot and Cold | Bottled - Bottom Load | Storage | No | 4 | 4.153 | 0.87
GTW | SSH210ESBR | SSH210ESBR | Hot and Cold | Bottled - Top Load | Storage | No | 3 | 3.0815 | 0.62
GTW | SSH210ESNS | SSH210ESNS | Hot and Cold | Bottled - Top Load | Storage | No | 3 | 2.9623 | 0.77
GTW;Waterways | 1237BHC | 1237BHC | Hot and Cold | Bottled - Bottom Load | Storage | No | 3 | 2.8432 | 0.74
Waterways | Water Cooler | AWVW110ESBT | Cook and Cold | Bottled - Top Load | Storage | No | 2 | 1.8378 | 0.12
Waterways | Water Cooler | AWVW210ESBT | Hot and Cold | Bottled - Top Load | Storage | No | 3 | 2.906 | 0.7
Waterways | SO20TESP | SO20TESP | Hot and Cold | Tap Water Source | On Demand | No | 5 | 4.8704 | 0.87
Waterways | SOBK210EBL | SOBK210EBL | Hot and Cold | Bottled - Bottom Load | Storage | No | 4 | 4.0547 | 0.87
Waterways | SOBK210EPOU | SOBK210EPOU | Hot and Cold | Bottled - Bottom Load | Storage | No | 4 | 3.7797 | 0.87
Waterways | SOBK210MBL | SOBK210MBL | Hot and Cold | Bottled - Bottom Load | Storage | No | 4 | 4.2082 | 0.87
Waterways | SOBK210MPOU | SOBK210MPOU | Hot and Cold | Bottled - Bottom Load | Storage | No | 4 | 4.2383 | 0.87
Waterways | SOSB210ESBR | SOSB210ESBR | Hot and Cold | Bottled - Top Load | Storage | No | 4 | 4.1047 | 0.86
Waterways | SOSB210ESNS | SOSB210ESNS | Hot and Cold | Bottled - Top Load | Storage | No | 4 | 3.9996 | 0.86
Waterways | SOST210EBL | SOST210EBL | Hot and Cold | Bottled - Bottom Load | Storage | No | 4 | 3.7698 | 0.87
Waterways | SOST210EPOU | SOST210EPOU | Hot and Cold | Bottled - Bottom Load | Storage | No | 4 | 3.7974 | 0.87
Waterways | SOST210MBL | SOST210MBL | Hot and Cold | Bottled - Bottom Load | Storage | No | 4 | 3.8241 | 0.87
Waterways | SOST210MPOU | SOST210MPOU | Hot and Cold | Bottled - Bottom Load | Storage | No | 4 | 4.1756 | 0.87
Waterways | SOSW210ESBR | SOSW210ESBR | Hot and Cold | Bottled - Top Load | Storage | No | 4 | 4.2183 | 0.86
Waterways | SOSW210ESNS | SOSW210ESNS | Hot and Cold | Bottled - Top Load | Storage | No | 4 | 3.7783 | 0.86
Vitapur | VWD533W | VWD533W | Hot and Cold | Bottled - Top Load | Storage | No | 3 | 2.7716 | 0.65
Vitapur | Water Cooler | VWD5446W | Hot and Cold | Bottled - Top Load | On Demand | No | 5 | 5.1454 | 0.17
Vitapur | VWD602BLS | VWD602BLS | Hot and Cold | Bottled - Bottom Load | Storage | No | 4 | 3.861 | 0.86
Vitapur | VWD602WS | VWD602WS | Hot and Cold | Bottled - Bottom Load | Storage | No | 4 | 3.7705 | 0.86
Vitapur | Water Cooler | VWD9506BLS | Hot and Cold | Tap Water Source | On Demand | No | 5 | 4.8537 | 0.17
Vitapur & Glacier Bay | Water Cooler | VWD5446BLS-1-2 | Hot and Cold | Bottled - Top Load | On Demand | No | 5 | 4.9899 | 0.17
Arctic King | YL1243S | YL1243S | Hot and Cold | Bottled - Bottom Load | Storage | No | 4 | 4.0764 | 0.81
Artic King | YL1241AS | YL1241AS | Hot and Cold | Bottled - Top Load | Storage | No | 4 | 4.15 | 0.85
hOme | HME030236N | HME030236N | Hot and Cold | Bottled - Bottom Load | Storage | No | 3 | 2.7935 | 0.74
hOme | HME030336N | HME030336N | Hot and Cold | Bottled - Bottom Load | Storage | No | 3 | 3.0096 | 0.63
Magic Chef | water dispenser | MCWD30TS | Hot and Cold | Bottled - Top Load |  | No | 3 | 3.2455 | 0.73
Magic Chef | MCWD40BB | MCWD40BB | Hot and Cold | Bottled - Bottom Load | Storage | No | 3 | 2.9468 | 0.74
IGLOO | water dispenser | IWCBL353CRHBKS | Hot and Cold | Bottled - Bottom Load |  | No | 3 | 3.1645 | 0.7
IGLOO | IWCBL50SCEC1C* | IWCBL50SCEC1C* | Hot and Cold | Bottled - Bottom Load | Storage | No | 4 | 4.0517 | 0.87
IGLOO | IWCBL50SCLD1C* | IWCBL50SCLD1C* | Hot and Cold | Bottled - Bottom Load | Storage | No | 4 | 3.9031 | 0.87
IGLOO | IWCBL5OSCEC1CHBKS | IWCBL5OSCEC1CHBKS | Hot and Cold | Bottled - Bottom Load | Storage | No | 4 | 3.879 | 0.87
IGLOO | IWCBL5OSCLD1CHBKS | IWCBL5OSCLD1CHBKS | Hot and Cold | Bottled - Bottom Load | Storage | No | 4 | 3.8157 | 0.87
IGLOO | water dispenser | IWCTL352CHBKS | Hot and Cold | Bottled - Top Load |  | No | 4 | 3.9122 | 0.83
IGLOO | water dispenser | IWCTL352CHWH | Hot and Cold | Bottled - Top Load |  | No | 4 | 3.7644 | 0.84
IGLOO | water dispenser | IWCTT353CRHWH | Hot and Cold | Bottled - Top Load |  | No | 4 | 4.0884 | 0.85
Oasis | BAE1SHSK-DU100 | BAE1SHSK-DU100 | Hot and Cold | Bottled - Top Load | Storage | No | 3 | 2.9072 | 0.78
Oasis | BAEB1SHSK | BAEB1SHSK | Hot and Cold | Bottled - Bottom Load | Storage | No | 4 | 3.7629 | 0.87
Oasis | BAEB1SHSK-DU100 | BAEB1SHSK-DU100 | Hot and Cold | Bottled - Bottom Load | Storage | No | 3 | 3.0635 | 0.74
Oasis | BAEBUV1SHSK | BAEBUV1SHSK | Hot and Cold | Bottled - Bottom Load | Storage | No | 4 | 3.9116 | 0.87
Oasis | BAEM1SHSK | BAEM1SHSK | Hot and Cold | Conversion Type | Storage | No | 4 | 3.8903 | 0.87
Oasis | BAEMUV1SHSK | BAEMUV1SHSK | Hot and Cold | Conversion Type | Storage | No | 4 | 3.9637 | 0.87
Oasis | BAEMUV1SHSK-DU100 | BAEMUV1SHSK-DU100 | Hot and Cold | Conversion Type | Storage | No | 4 | 4.0735 | 0.87
Oasis | BB1HS | BB1HS | Hot and Cold | Bottled - Top Load |  | No | 4 | 4.1522 | 0.84
Oasis | BBE1HSK | BBE1HSK | Hot and Cold | Bottled - Bottom Load |  | No | 3 | 2.867 | 0.79
Oasis | BGM1SHS-H100 | BGM1SHS-H100 | Hot and Cold | Bottled - Top Load | Storage | No | 3 | 3.2012 | 0.66
Oasis | BPD1SHS | BPD1SHS | Hot and Cold | Bottled - Top Load | Storage | No | 4 | 3.8303 | 0.87
Oasis | BPD1SK | BPD1SK | Cook and Cold | Bottled - Top Load | Storage | No | 2 | 2.0305 | 0.16
Oasis | BPO1SHS | BPO1SHS | Hot and Cold | Bottled - Top Load | Storage | No | 4 | 3.8086 | 0.87
Oasis | BTSA1SHS | BTSA1SHS | Hot and Cold | Bottled - Top Load | Storage | No | 4 | 4.0423 | 0.87
Oasis | BTSA1SK | BTSA1SK | Cook and Cold | Bottled - Top Load | Storage | No | 2 | 1.7556 | 0.16
Oasis | BX1HS | BX1HS | Hot and Cold | Bottled - Bottom Load |  | No | 3 | 3.1018 | 0.72
Oasis | HC97LS | HC97LS | Hot and Cold | Bottled - Top Load | Storage | No | 3 | 3.1029 | 0.56
Oasis | HC97LS* | HC97LS* | Cook and Cold | Bottled - Top Load | Storage | No | 2 | 1.8892 | 0.56
Oasis | HC97LS-DU100 | HC97LS-DU100 | Hot and Cold | Bottled - Top Load | Storage | No | 3 | 2.7684 | 0.56
Oasis | MIR*3* Series | MIR*3* Series | Hot and Cold | Conversion Type | Storage | No | 4 | 4.0076 | 0.87
Oasis | P1PVHSK | P1PVHSK | Hot and Cold | Tap Water Source | Storage | No | 3 | 3.1158 | 0.72
Oasis | POC2LRHK | POC2LRHK | Hot and Cold | Tap Water Source | Storage | No | 4 | 3.9955 | 0.87
Oasis | POU1ACTHSK-DU100 | POU1ACTHSK-DU100 | Hot and Cold | Tap Water Source | Storage | No | 3 | 3.0753 | 0.72
Oasis | POU2LRHK | POU2LRHK | Hot and Cold | Tap Water Source | Storage | No | 4 | 3.9616 | 0.87
Oasis | POUD1SHS | POUD1SHS | Hot and Cold | Tap Water Source | Storage | No | 4 | 3.7954 | 0.87
Oasis | POUD1SK | POUD1SK | Cook and Cold | Tap Water Source | Storage | No | 2 | 2.0994 | 0.16
Oasis | PWSA1SHS | PWSA1SHS | Hot and Cold | Tap Water Source | Storage | No | 4 | 3.9854 | 0.87
Strauss water | Bubble Bar | Bubble Bar | Hot and Cold | Tap Water Source | Storage | Yes | 3 | 3.2458 | 0.79
Strauss water | T-6 Family | T-6 Family | Hot and Cold | Tap Water Source | Storage | Yes | 3 | 2.9667 | 0.76
Strauss water | T-7 Primo | T-7 Primo | Hot and Cold | Tap Water Source | Storage | Yes | 3 | 3.0979 | 0.75
Glacier Bay | BY569 | BY569 | Hot and Cold | Bottled - Top Load |  | No | 4 | 4.2307 | 0.82
Glacier Bay | BY570 | BY570 | Hot and Cold | Bottled - Top Load |  | No | 3 | 3.1083 | 0.71
Glacier Bay | LY619 | LY619 | Hot and Cold | Bottled - Bottom Load |  | No | 3 | 2.9262 | 0.65
Aramark | 12-CHCMU3-ARA | 12-CHCMU3-ARA | Hot and Cold | Tap Water Source |  | No | 3 | 3.1067 | 0.75
Aramark | 12-RC-1 | 12-RC-1 | Hot and Cold | Tap Water Source |  | No | 3 | 3.0912 | 0.76
Aramark | 12-RC-2 | 12-RC-2 | Hot and Cold | Tap Water Source |  | No | 3 | 2.8667 | 0.76
Aramark | 12-RCP-1 | 12-RCP-1 | Hot and Cold | Tap Water Source |  | No | 3 | 3.1742 | 0.76
Culligan | Culligan Executive Firewall | Culligan Executive Firewall | Hot and Cold | Tap Water Source |  | No | 4 | 3.7518 | 0.85
Innowave | 20-CHC | 20-CHC | Hot and Cold | Tap Water Source | Storage | No | 3 | 2.9549 | 0.25
Innowave | 20-CHCM | 20-CHCM | Hot and Cold | Tap Water Source | Storage | No | 3 | 3.0676 | 0.1
Quench | XFTS1 | XFTS1 | Hot and Cold | Tap Water Source |  | No | 3 | 2.8643 | 0.76
Quench | XMH | XMH | Hot and Cold | Tap Water Source |  | No | 3 | 3.0854 | 0.75
Waterlogic | 12-CHCFW3 | 12-CHCFW3 | Hot and Cold | Tap Water Source |  | No | 3 | 3.237 | 0.76
Waterlogic | 12-CHCMFW3 | 12-CHCMFW3 | Hot and Cold | Tap Water Source |  | No | 3 | 2.935 | 0.75
Waterlogic | 12-CHCMU3 | 12-CHCMU3 | Hot and Cold | Tap Water Source |  | No | 3 | 3.1585 | 0.75
Waterlogic | 12-CHCU3 | 12-CHCU3 | Hot and Cold | Tap Water Source |  | No | 3 | 3.1893 | 0.76
Waterlogic | 19-GU-XXX | 19-GU-XXX | Hot and Cold | Tap Water Source |  | No | 4 | 4.1878 | 0.82
Waterlogic | Counter Top (Retail) | Counter Top (Retail) | Hot and Cold | Tap Water Source |  | No | 3 | 3.1642 | 0.62
Waterlogic | Cube (Commercial) | Cube (Commercial) | Hot and Cold | Tap Water Source |  | No | 3 | 3.0209 | 0.62
Waterlogic | Culligan Premium | Culligan Premium | Hot and Cold | Tap Water Source |  | No | 4 | 3.7588 | 0.82
Waterlogic | F-2100-FS-HC-UT-GR-CTN | F-2100-FS-HC-UT-GR-CTN | Hot and Cold | Tap Water Source |  | No | 3 | 2.9897 | 0.76
Waterlogic | F-2100-FS-HC-UT-GR-CTN | F-2100-FS-HC-UT-GR-CTN | Hot and Cold | Tap Water Source |  | No | 3 | 2.8107 | 0.76
Waterlogic | F-2100-M-HC-UT-GR-CTN | F-2100-M-HC-UT-GR-CTN | Hot and Cold | Tap Water Source |  | No | 3 | 2.8892 | 0.75
Waterlogic | F-2100-M-HC-UT-GR-CTN | F-2100-M-HC-UT-GR-CTN | Hot and Cold | Tap Water Source |  | No | 3 | 2.8651 | 0.75
Waterlogic | F-2200-FS-HCA-UT-SI-CTN | F-2200-FS-HCA-UT-SI-CTN | Hot and Cold | Tap Water Source |  | No | 3 | 2.9314 | 0.76
Waterlogic | F-2200-FS-HCA-UT-SI-CTN | F-2200-FS-HCA-UT-SI-CTN | Hot and Cold | Tap Water Source |  | No | 3 | 2.7837 | 0.75
Waterlogic | F-2200-FS-HCA-UT-SI-CTN | F-2200-FS-HCA-UT-SI-CTN | Hot and Cold | Tap Water Source |  | No | 3 | 2.7772 | 0.76
Waterlogic | F-2200-FS-HCA-UT-SI-CTN | F-2200-FS-HCA-UT-SI-CTN | Hot and Cold | Tap Water Source |  | No | 3 | 2.8868 | 0.75
Waterlogic | F-2200FX-FS-HC-UT-SI-CTN | F-2200FX-FS-HC-UT-SI-CTN | Hot and Cold | Tap Water Source |  | No | 3 | 2.9267 | 0.76
Waterlogic | F-2200FX-FS-HC-UT-SI-CTN | F-2200FX-FS-HC-UT-SI-CTN | Hot and Cold | Tap Water Source |  | No | 3 | 2.9584 | 0.75
Waterlogic | F-2200FX-FS-HC-UT-SI-CTN | F-2200FX-FS-HC-UT-SI-CTN | Hot and Cold | Tap Water Source |  | No | 3 | 2.9169 | 0.76
Waterlogic | F-2200FX-FS-HC-UT-SI-CTN | F-2200FX-FS-HC-UT-SI-CTN | Hot and Cold | Tap Water Source |  | No | 3 | 3.0817 | 0.75
Waterlogic | F-7FX-M-HCA-IB-SB-WLU | F-7FW-M-HCA-IB-SB-WLU | Hot and Cold | Tap Water Source |  | No | 3 | 2.8831 | 0.37
Waterlogic | F-7FW-M-HCA-IB-SB-WLU | F-7FW-M-HCA-IB-SB-WLU | Hot and Cold | Tap Water Source |  | No | 3 | 3.057 | 0.37
Waterlogic | F-7FX-M-HCA-IB-SB-WLU | F-7FW-M-HCA-IB-SB-WLU | Hot and Cold | Tap Water Source |  | No | 3 | 2.9581 | 0.37
Waterlogic | F-7FW-M-HCA-IB-SB-WLU | F-7FW-M-HCA-IB-SB-WLU | Hot and Cold | Tap Water Source |  | No | 3 | 3.1893 | 0.37
Waterlogic | F-7FW-M-HCAS-IB-SB-WLU | F-7FW-M-HCAS-IB-SB-WLU | Hot and Cold | Tap Water Source |  | No | 3 | 2.9477 | 0.37
Waterlogic | F-7FW-M-HCAS-IB-SB-WLU | F-7FW-M-HCAS-IB-SB-WLU | Hot and Cold | Tap Water Source |  | No | 3 | 2.962 | 0.37
Waterlogic | F-7FX-M-HCAS-IB-SB-WLU | F-7FX-M-HCAS-IB-SB-WLU | Hot and Cold | Tap Water Source |  | No | 3 | 3.1039 | 0.37
Waterlogic | F-7FX-M-HCAS-IB-SB-WLU | F-7FX-M-HCAS-IB-SB-WLU | Hot and Cold | Tap Water Source |  | No | 3 | 2.8688 | 0.37
Waterlogic | F-7FX-M-HCAS-IB-SB-WLU | F-7FX-M-HCAS-IB-SB-WLU | Hot and Cold | Tap Water Source |  | No | 3 | 3.1223 | 0.37
Waterlogic | IIHCRC | IIHCRC | Hot and Cold | Tap Water Source |  | No | 3 | 3.0592 | 0.76
Waterlogic | IIMHCRC | IIMHCRC | Hot and Cold | Tap Water Source |  | No | 3 | 3.1201 | 0.75
Waterlogic | WL-380 | WL-380 | Hot and Cold | Tap Water Source |  | No | 4 | 4.0953 | 0.85
WL2FL | WL2FL-FZ-HC | WL2FL-FZ-HC | Hot and Cold | Tap Water Source |  | No | 3 | 3.0126 | 0.76
WL2FL | WL2FL-FZ-HC | WL2FL-FZ-HC | Hot and Cold | Tap Water Source |  | No | 3 | 3.1152 | 0.76
WL2FL | WL2FLM-FZ-HC | WL2FLM-FZ-HC | Hot and Cold | Tap Water Source |  | No | 3 | 2.9874 | 0.76
WL2FL | WL2FLM-FZ-HC | WL2FLM-FZ-HC | Hot and Cold | Tap Water Source |  | No | 3 | 2.9261 | 0.76
WIDA,AquaBeve | Water Coolers | IB110 | Cold Only | Bottled - Top Load | Storage | No | 1 | 0.96741 | 0.13
WIDA,AquaBeve | Water Coolers | IB115 | Cold Only | Tap Water Source | Storage | No | 1 | 1.0815 | 0.13
WIDA,AquaBeve | Water Coolers | IB210 | Hot and Cold | Bottled - Top Load | Storage | No | 4 | 4.175 | 0.8
WIDA,AquaBeve | Water Coolers | IB215 | Hot and Cold | Tap Water Source | Storage | No | 4 | 3.8353 | 0.8

## 6. CEC Dataset
Table 7: CEC Dataset
Note: The below was downloaded from the CEC database on March 15, 2021. The CEC database does not identify units by conditioning type, and CEC reports the kWh/day value to one decimal point, where the ENERGY STAR levels are proposed with two decimal points, so there is no difference between the current and proposed level for On Demand units. The number of units meeting the current and proposed levels for Hot and Cold Storage units, and for cold only & Cook and Cold units, may also be distorted due to rounding differences.
The CEC Database is available here.
Manufacturer | Brand | Model Number | WaterDispType | CoolingMedium | WaterDispStyle | Refrigerated Compartment | Temperatures Delivered | Cooling Capacity (GPH) | Heating Capacity (6oz cups/Hr) | StandbykWhD | Add Date | Capacity | Type Category | Type Jitter
Ningbo Lamo Electric Appliance Co.,Ltd | Norpole | NPWDE01W | Bottle type | Air-cooled | Free-standing | FALSE | Hot & Cold | 0.1 | 29 | 0.8 | 2018-08-29 | Low Capacity | 3 | 3.1586 | 250
Innovation Plus | Little Luxury | LLVF1 | Bottle type | Air-cooled | Free-standing | FALSE | Cold only | 0.2 |  |  | 2011-11-28 | Low Capacity | 1 | 0.75469 | 36
Midea Water Appliance Co., Ltd. | Garrison | MYL1032S-B | Bottle type | Air-cooled | Free-standing | TRUE | Hot & Cold | 0.2 | 35 | 1.2 | 2010-04-02 | Low Capacity | 3 | 2.9146
Midea Water Appliance Co., Ltd. | Garrison | MYL1031S | Bottle type | Air-cooled | Free-standing | FALSE | Cook (ambient) & Cold | 0.4 | 23 | 1.2 | 2010-05-17 | Low Capacity | 2 | 2.2482
Midea Water Appliance Co., Ltd. | Garrison | MYLd1031S | Bottle type | Air-cooled | Free-standing | FALSE | Cook (ambient) & Cold | 0.4 |  | 0.2 | 2010-05-24 | Low Capacity | 2 | 1.8423
Midea Water Appliance Co., Ltd. | Garrison | MYL1033S-W | Bottle type | Air-cooled | Free-standing | FALSE | Hot & Cold | 0.4 | 35 | 1.2 | 2010-04-02 | Low Capacity | 3 | 3.2176
Oasis International | Oasis | BSA1SK | Bottle type | Air-cooled | Free-standing | FALSE | Cook (ambient) & Cold | 0.5 |  | 0.1 | 2011-01-05 | Low Capacity | 2 | 2.1242
Foshan Shunde Midea Water Dispenser Mft. Co. Ltd. | Midea | YL1533S | Bottle type | Air-cooled | Free-standing | FALSE | Hot & Cold | 0.5 | 22 | 0.8 | 2015-12-02 | Low Capacity | 3 | 3.1083
Foshan Shunde Midea Water Dispenser Mft. Co. Ltd. | Avalon | A2TLWATERCOOLER | Bottle type | Air-cooled | Free-standing | FALSE | Hot & Cold | 0.5 | 22 | 0.8 | 2015-12-02 | Low Capacity | 3 | 3.2054
Foshan Shunde Midea Water Dispenser Mft. Co. Ltd. | Midea | YL1565S | Bottle type | Air-cooled | Free-standing | FALSE | Hot & Cold | 0.5 | 22 | 0.8 | 2015-12-02 | Low Capacity | 3 | 3.0243
Foshan Shunde Midea Water Dispenser Mft. Co. Ltd. | Midea | YL1566S-X | Bottle type | Air-cooled | Free-standing | FALSE | Hot & Cold | 0.5 | 22 | 0.8 | 2015-12-02 | Low Capacity | 3 | 2.8458
Foshan Shunde Midea Water Dispenser Mft. Co. Ltd. | Avalon | A4BLWTRCLR | Bottle type | Air-cooled | Free-standing | FALSE | Hot & Cold | 0.5 | 22 | 0.8 | 2015-12-02 | Low Capacity | 3 | 3.2104
Foshan Shunde Midea Water Dispenser Mft. Co. Ltd. | Avalon | A3BLOZONEWTRCLR | Bottle type | Air-cooled | Free-standing | FALSE | Hot & Cold | 0.5 | 22 | 0.8 | 2015-12-02 | Low Capacity | 3 | 2.7663
Foshan Shunde Midea Water Dispenser Mft. Co. Ltd. | Midea | YL1532S | Bottle type | Air-cooled | Free-standing | FALSE | Hot & Cold | 0.5 | 22 | 0.8 | 2015-12-30 | Low Capacity | 3 | 3.2234
Foshan Shunde Midea Water Dispenser Mft. Co. Ltd. | Midea | YL1536S | Bottle type | Air-cooled | Free-standing | FALSE | Hot & Cold | 0.5 | 22 | 0.8 | 2015-12-30 | Low Capacity | 3 | 2.8983
Foshan Shunde Midea Water Dispenser Mft. Co. Ltd. | Midea | YL1438S | Bottle type | Air-cooled | Free-standing | FALSE | Hot & Cold | 0.5 | 22 | 0.8 | 2015-12-30 | Low Capacity | 3 | 3.1665
Foshan Shunde Midea Water Dispenser Mft. Co. Ltd. | Midea | YL1630S | Bottle type | Air-cooled | Free-standing | FALSE | Hot & Cold | 0.5 | 22 | 0.8 | 2015-12-30 | Low Capacity | 3 | 3.2452
Foshan Shunde Midea Water Dispenser Mft. Co. Ltd. | Newair | WAT40B | Bottle type | Air-cooled | Free-standing | FALSE | Hot & Cold | 0.5 | 22 | 0.8 | 2015-12-30 | Low Capacity | 3 | 2.9009
Foshan Shunde Midea Water Dispenser Mft. Co. Ltd. | Newair | WAT40W | Bottle type | Air-cooled | Free-standing | FALSE | Hot & Cold | 0.5 | 22 | 0.8 | 2015-12-30 | Low Capacity | 3 | 2.764
Foshan Shunde Midea Water Dispenser Mft. Co. Ltd. | Midea | YL1535S | Bottle type | Air-cooled | Free-standing | FALSE | Hot & Cold | 0.5 | 22 | 0.6 | 2015-12-30 | Low Capacity | 3 | 2.8864
Foshan Shunde Midea Water Dispenser Mft. Co. Ltd. | Midea | YL1335S-W | Bottle type | Air-cooled | Free-standing | FALSE | Hot & Cold | 0.5 | 22 | 0.6 | 2015-12-30 | Low Capacity | 3 | 2.7986
Foshan Shunde Midea Water Dispenser Mft. Co. Ltd. | Midea | MYL712S-W | Bottle type | Air-cooled | Free-standing | FALSE | Hot & Cold | 0.5 | 22 | 0.6 | 2015-12-30 | Low Capacity | 3 | 2.9979
Foshan Shunde Midea Water Dispenser Mft. Co. Ltd. | Newair | WAT20W | Bottle type | Air-cooled | Free-standing | FALSE | Hot & Cold | 0.5 | 22 | 0.6 | 2015-12-30 | Low Capacity | 3 | 3.1169
Foshan Shunde Midea Water Dispenser Mft. Co. Ltd. | Newair | WAT30B | Bottle type | Air-cooled | Free-standing | FALSE | Hot & Cold | 0.5 | 22 | 0.6 | 2015-12-30 | Low Capacity | 3 | 3.2499
Foshan Shunde Midea Water Dispenser Mft. Co. Ltd. | Primo | 601205 | Bottle type | Air-cooled | Free-standing | FALSE | Hot & Cold | 0.5 | 22 | 0.8 | 2016-01-29 | Low Capacity | 3 | 2.9616
Foshan Shunde Midea Water Dispenser Mft. Co. Ltd. | Oasis | YL1533S | Bottle type | Air-cooled | Free-standing | FALSE | Hot & Cold | 0.5 | 22 | 0.8 | 2016-02-17 | Low Capacity | 3 | 2.7939
Foshan Shunde Midea Water Dispenser Mft. Co. Ltd. | Elkay | DSBWCT1 | Bottle type | Air-cooled | Free-standing | FALSE | Hot & Cold | 0.5 | 22 | 0.8 | 2016-02-17 | Low Capacity | 3 | 2.9697
Foshan Shunde Midea Water Dispenser Mft. Co. Ltd. | Elkay | DSBWCB1 | Bottle type | Air-cooled | Free-standing | FALSE | Hot & Cold | 0.5 | 22 | 0.8 | 2016-02-17 | Low Capacity | 3 | 3.0275
Foshan Shunde Midea Water Dispenser Mft. Co. Ltd. | Oasis | BGM1SHS-H100 | Bottle type | Air-cooled | Free-standing | FALSE | Hot & Cold | 0.5 | 22 | 0.8 | 2016-02-17 | Low Capacity | 3 | 3.1802
Ningbo Lamo Electric Appliance Co.,Ltd | Newair | WCD-200W | Bottle type | Air-cooled | Free-standing | FALSE | Hot & Cold | 0.5 | 35 | 0.8 | 2016-04-07 | Low Capacity | 3 | 3.1583
Foshan Shunde Midea Water Dispenser Mft. Co. Ltd. | Hamilton Beach | TL-1-4 | Bottle type | Air-cooled | Free-standing | FALSE | Hot & Cold | 0.5 | 22 | 0.6 | 2016-04-22 | Low Capacity | 3 | 2.9947
Foshan Shunde Midea Water Dispenser Mft. Co. Ltd. | Hamilton Beach | TL-2-4 | Bottle type | Air-cooled | Free-standing | FALSE | Hot & Cold | 0.5 | 22 | 0.6 | 2016-04-22 | Low Capacity | 3 | 3.1407
Foshan Shunde Midea Water Dispenser Mft. Co. Ltd. | Hamilton Beach | TL-5-4 | Bottle type | Air-cooled | Free-standing | FALSE | Hot & Cold | 0.5 | 22 | 0.6 | 2016-04-22 | Low Capacity | 3 | 2.936
Foshan Shunde Midea Water Dispenser Mft. Co. Ltd. | Hamilton Beach | TL-6-4 | Bottle type | Air-cooled | Free-standing | FALSE | Hot & Cold | 0.5 | 22 | 0.6 | 2016-04-22 | Low Capacity | 3 | 2.8925
Foshan Shunde Midea Water Dispenser Mft. Co. Ltd. | Midea | YL1637S-W | Bottle type | Air-cooled | Free-standing | FALSE | Hot & Cold | 0.5 | 22 | 0.6 | 2016-04-22 | Low Capacity | 3 | 2.8871
Foshan Shunde Midea Water Dispenser Mft. Co. Ltd. | Elkay | DSPOUWCF1 | Point-of-use type | Air-cooled | Free-standing | FALSE | Hot & Cold | 0.5 | 22 | 0.6 | 2016-05-06 | Low Capacity | 3 | 2.8923
Foshan Shunde Midea Water Dispenser Mft. Co. Ltd. | Global Industrial | 761013 | Point-of-use type | Air-cooled | Free-standing | FALSE | Hot & Cold | 0.5 | 22 | 0.6 | 2016-05-06 | Low Capacity | 3 | 3.0635
Foshan Shunde Midea Water Dispenser Mft. Co. Ltd. | Primo | 601234 | Bottle type | Air-cooled | Free-standing | FALSE | Hot & Cold | 0.5 | 22 | 0.8 | 2016-07-19 | Low Capacity | 3 | 3.2326
Foshan Shunde Midea Water Dispenser Mft. Co. Ltd. | Primo | 601231 | Bottle type | Air-cooled | Free-standing | FALSE | Hot & Cold | 0.5 | 22 | 0.8 | 2016-07-19 | Low Capacity | 3 | 3.152
Foshan Shunde Midea Water Dispenser Mft. Co. Ltd. | Primo | 601220 | Bottle type | Air-cooled | Free-standing | FALSE | Hot & Cold | 0.5 | 22 | 0.8 | 2016-07-19 | Low Capacity | 3 | 2.7514
Foshan Shunde Midea Water Dispenser Mft. Co. Ltd. | Primo | 900135 | Bottle type | Air-cooled | Free-standing | FALSE | Hot & Cold | 0.5 | 22 | 0.8 | 2016-07-19 | Low Capacity | 3 | 3.2202
Foshan Shunde Midea Water Dispenser Mft. Co. Ltd. | Midea | YL1660T | Bottle type | Air-cooled | Free-standing | FALSE | Hot & Cold | 0.5 | 22 | 0.6 | 2016-07-19 | Low Capacity | 3 | 3.1923
Foshan Shunde Midea Water Dispenser Mft. Co. Ltd. | Avalon | A1CTWTRCLRWHT | Bottle type | Air-cooled | Free-standing | FALSE | Hot & Cold | 0.5 | 22 | 0.6 | 2016-07-19 | Low Capacity | 3 | 3.0165
Foshan Shunde Midea Water Dispenser Mft. Co. Ltd. | Avalon | A1CTWTRCLRBLK | Bottle type | Air-cooled | Free-standing | FALSE | Hot & Cold | 0.5 | 22 | 0.6 | 2016-07-19 | Low Capacity | 3 | 3.0229
Foshan Shunde Midea Water Dispenser Mft. Co. Ltd. | Midea | JL1565S-C | Bottle type | Air-cooled | Free-standing | FALSE | Hot & Cold | 0.5 | 22 | 0.8 | 2016-07-19 | Low Capacity | 3 | 2.983
Foshan Shunde Midea Water Dispenser Mft. Co. Ltd. | Midea | YL1660S | Bottle type | Air-cooled | Free-standing | FALSE | Hot & Cold | 0.5 | 22 | 0.8 | 2016-07-19 | Low Capacity | 3 | 2.9351
Foshan Shunde Midea Water Dispenser Mft. Co. Ltd. | Avalon | A1BOTTLELESS | Bottle type | Air-cooled | Free-standing | FALSE | Hot & Cold | 0.5 | 22 | 0.8 | 2016-07-19 | Low Capacity | 3 | 2.7968
Foshan Shunde Midea Water Dispenser Mft. Co. Ltd. | Primo | 601213 | Bottle type | Air-cooled | Free-standing | FALSE | Hot & Cold | 0.5 | 22 | 0.8 | 2016-08-24 | Low Capacity | 3 | 3.0255
Foshan Shunde Midea Water Dispenser Mft. Co. Ltd. | Midea | YL1675S-W | Bottle type | Air-cooled | Free-standing | FALSE | Hot & Cold | 0.5 | 22 | 0.6 | 2016-09-06 | Low Capacity | 3 | 2.8038
Foshan Shunde Midea Water Dispenser Mft. Co. Ltd. | Midea | YL1662S-W | Bottle type | Air-cooled | Free-standing | FALSE | Hot & Cold | 0.5 | 22 | 0.6 | 2016-09-06 | Low Capacity | 3 | 2.8481
Foshan Shunde Midea Water Dispenser Mft. Co. Ltd. | Geek kool | WD-M1T | Bottle type | Air-cooled | Free-standing | FALSE | Hot & Cold | 0.5 | 22 | 0.6 | 2016-09-06 | Low Capacity | 3 | 2.8217
MITRANA GROUP INC | Mitrana | HWBL1033S(YL1639S) | Bottle type | Air-cooled | Free-standing | FALSE | Hot & Cold | 0.5 | 22 | 0.8 | 2016-09-12 | Low Capacity | 3 | 2.7671
MITRANA GROUP INC | Mitrana | HWBL1033S(YL1639S) | Bottle type | Air-cooled | Free-standing | FALSE | Hot & Cold | 0.5 | 22 | 0.8 | 2016-09-12 | Low Capacity | 3 | 3.1803
Foshan Shunde Midea Water Dispenser Mft. Co. Ltd. | Primo | 601230 | Bottle type | Air-cooled | Free-standing | FALSE | Hot & Cold | 0.5 | 22 | 0.8 | 2016-10-14 | Low Capacity | 3 | 2.9721
Foshan Shunde Midea Water Dispenser Mft. Co. Ltd. | Midea | YL1337S-W | Bottle type | Air-cooled | Free-standing | FALSE | Hot & Cold | 0.5 | 22 | 0.6 | 2016-10-14 | Low Capacity | 3 | 3.2495
Foshan Shunde Midea Water Dispenser Mft. Co. Ltd. | GTW | 1337SHC | Bottle type | Air-cooled | Free-standing | FALSE | Hot & Cold | 0.5 | 22 | 0.6 | 2016-10-14 | Low Capacity | 3 | 2.7565
Foshan Shunde Midea Water Dispenser Mft. Co. Ltd. | Midea | YL1237S | Bottle type | Air-cooled | Free-standing | FALSE | Hot & Cold | 0.5 | 22 | 0.8 | 2016-10-14 | Low Capacity | 3 | 2.9184
Foshan Shunde Midea Water Dispenser Mft. Co. Ltd. | GTW | 1237BHC | Bottle type | Air-cooled | Free-standing | FALSE | Hot & Cold | 0.5 | 22 | 0.8 | 2016-10-14 | Low Capacity | 3 | 2.9761
Foshan Shunde Midea Water Dispenser Mft. Co. Ltd. | Kissla | 601238 | Bottle type | Air-cooled | Free-standing | FALSE | Hot & Cold | 0.5 | 22 | 0.8 | 2016-11-18 | Low Capacity | 3 | 2.9562
Foshan Shunde Midea Water Dispenser Mft. Co. Ltd. | Kissla | 601237 | Bottle type | Air-cooled | Free-standing | FALSE | Hot & Cold | 0.5 | 22 | 0.7 | 2016-11-18 | Low Capacity | 3 | 2.8253
Foshan Shunde Midea Water Dispenser Mft. Co. Ltd. | Primo | 601225 | Bottle type | Air-cooled | Free-standing | FALSE | Hot & Cold | 0.5 | 22 | 0.8 | 2016-12-14 | Low Capacity | 3 | 2.918
Foshan Shunde Midea Water Dispenser Mft. Co. Ltd. | Primo | 601229 | Bottle type | Air-cooled | Free-standing | FALSE | Hot & Cold | 0.5 | 22 | 0.8 | 2016-12-14 | Low Capacity | 3 | 2.9312
Foshan Shunde Midea Water Dispenser Mft. Co. Ltd. | Drinkpod | SW5K | Bottle type | Air-cooled | Free-standing | FALSE | Hot & Cold | 0.5 | 22 | 0.7 | 2016-12-22 | Low Capacity | 3 | 3.0494
Foshan Shunde Midea Water Dispenser Mft. Co. Ltd. | LAGO | CLTL120 | Bottle type | Air-cooled | Free-standing | FALSE | Hot & Cold | 0.5 | 22 | 0.7 | 2017-01-19 | Low Capacity | 3 | 3.2211
Foshan Shunde Midea Water Dispenser Mft. Co. Ltd. | LAGO | CLTL100 | Bottle type | Air-cooled | Free-standing | FALSE | Hot & Cold | 0.5 | 22 | 0.7 | 2017-01-19 | Low Capacity | 3 | 3.1673
Foshan Shunde Midea Water Dispenser Mft. Co. Ltd. | LAGO | CLTL200 | Bottle type | Air-cooled | Free-standing | FALSE | Hot & Cold | 0.5 | 22 | 0.5 | 2017-01-19 | Low Capacity | 3 | 2.9136
Foshan Shunde Midea Water Dispenser Mft. Co. Ltd. | LAGO | CLTL220 | Bottle type | Air-cooled | Free-standing | FALSE | Hot & Cold | 0.5 | 22 | 0.5 | 2017-01-19 | Low Capacity | 3 | 2.9317
Foshan Shunde Midea Water Dispenser Mft. Co. Ltd. | LAGO | CLTL420 | Bottle type | Air-cooled | Free-standing | FALSE | Hot & Cold | 0.5 | 22 | 0.5 | 2017-01-19 | Low Capacity | 3 | 3.1351
Foshan Shunde Midea Water Dispenser Mft. Co. Ltd. | LAGO | CLBL220 | Bottle type | Air-cooled | Free-standing | FALSE | Hot & Cold | 0.5 | 22 | 0.7 | 2017-01-19 | Low Capacity | 3 | 2.8597
Foshan Shunde Midea Water Dispenser Mft. Co. Ltd. | LAGO | CLBL200 | Bottle type | Air-cooled | Free-standing | FALSE | Hot & Cold | 0.5 | 22 | 0.7 | 2017-01-19 | Low Capacity | 3 | 3.2389
Foshan Shunde Midea Water Dispenser Mft. Co. Ltd. | LAGO | CLBL420 | Bottle type | Air-cooled | Free-standing | FALSE | Hot & Cold | 0.5 | 22 | 0.7 | 2017-01-19 | Low Capacity | 3 | 3.1581
Foshan Shunde Midea Water Dispenser Mft. Co. Ltd. | Honeywell | HWB1083S | Bottle type | Air-cooled | Free-standing | FALSE | Hot & Cold | 0.5 | 22 | 0.8 | 2017-01-19 | Low Capacity | 3 | 3.2049
Foshan Shunde Midea Water Dispenser Mft. Co. Ltd. | Brio | CLTL120 | Bottle type | Air-cooled | Free-standing | FALSE | Hot & Cold | 0.5 | 22 | 0.7 | 2017-01-19 | Low Capacity | 3 | 2.8611
Foshan Shunde Midea Water Dispenser Mft. Co. Ltd. | Brio | CLTL100 | Bottle type | Air-cooled | Free-standing | FALSE | Hot & Cold | 0.5 | 22 | 0.7 | 2017-01-19 | Low Capacity | 3 | 2.8738
Foshan Shunde Midea Water Dispenser Mft. Co. Ltd. | Brio | CLTL200 | Bottle type | Air-cooled | Free-standing | FALSE | Hot & Cold | 0.5 | 22 | 0.5 | 2017-01-19 | Low Capacity | 3 | 3.1616
Foshan Shunde Midea Water Dispenser Mft. Co. Ltd. | Brio | CLTL220 | Bottle type | Air-cooled | Free-standing | FALSE | Hot & Cold | 0.5 | 22 | 0.5 | 2017-01-19 | Low Capacity | 3 | 3.065
Foshan Shunde Midea Water Dispenser Mft. Co. Ltd. | Brio | CLTL420 | Bottle type | Air-cooled | Free-standing | FALSE | Hot & Cold | 0.5 | 22 | 0.5 | 2017-01-19 | Low Capacity | 3 | 3.0832
Foshan Shunde Midea Water Dispenser Mft. Co. Ltd. | Brio | CLBL220 | Bottle type | Air-cooled | Free-standing | FALSE | Hot & Cold | 0.5 | 22 | 0.7 | 2017-01-19 | Low Capacity | 3 | 2.9736
Foshan Shunde Midea Water Dispenser Mft. Co. Ltd. | Brio | CLBL200 | Bottle type | Air-cooled | Free-standing | FALSE | Hot & Cold | 0.5 | 22 | 0.7 | 2017-01-19 | Low Capacity | 3 | 2.8487
Foshan Shunde Midea Water Dispenser Mft. Co. Ltd. | Brio | CLBL420 | Bottle type | Air-cooled | Free-standing | FALSE | Hot & Cold | 0.5 | 22 | 0.7 | 2017-01-19 | Low Capacity | 3 | 2.9872
Foshan Shunde Midea Water Dispenser Mft. Co. Ltd. | master chef | 043-2336-8 | Bottle type | Air-cooled | Free-standing | FALSE | Hot & Cold | 0.5 | 22 | 0.7 | 2017-03-01 | Low Capacity | 3 | 2.8172
Foshan Shunde Midea Water Dispenser Mft. Co. Ltd. | master chef | 043-2337-6 | Bottle type | Air-cooled | Free-standing | FALSE | Hot & Cold | 0.5 | 22 | 0.5 | 2017-03-01 | Low Capacity | 3 | 3.2206
Foshan Shunde Midea Water Dispenser Mft. Co. Ltd. | master chef | 043-1838-6 | Bottle type | Air-cooled | Free-standing | FALSE | Hot & Cold | 0.5 | 22 | 0.5 | 2017-03-01 | Low Capacity | 3 | 3.0027
Foshan Shunde Midea Water Dispenser Mft. Co. Ltd. | master chef | 043-2338-4 | Bottle type | Air-cooled | Free-standing | FALSE | Hot & Cold | 0.5 | 22 | 0.7 | 2017-03-01 | Low Capacity | 3 | 3.2116
Foshan Shunde Midea Water Dispenser Mft. Co. Ltd. | Avalon | A5BOTTLELESS | Bottle type | Air-cooled | Free-standing | FALSE | Hot & Cold | 0.5 | 22 | 0.7 | 2017-03-01 | Low Capacity | 3 | 3.0393
Foshan Shunde Midea Water Dispenser Mft. Co. Ltd. | Avalon | A6BLWTRCLRWHT | Bottle type | Air-cooled | Free-standing | FALSE | Hot & Cold | 0.5 | 22 | 0.7 | 2017-03-01 | Low Capacity | 3 | 2.8477
Foshan Shunde Midea Water Dispenser Mft. Co. Ltd. | Avalon | A7BOTTLELESS | Bottle type | Air-cooled | Free-standing | FALSE | Hot & Cold | 0.5 | 22 | 0.7 | 2017-03-01 | Low Capacity | 3 | 2.7861
Foshan Shunde Midea Water Dispenser Mft. Co. Ltd. | Avalon | A8CTBOTTLELESSWHT | Bottle type | Air-cooled | Free-standing | FALSE | Hot & Cold | 0.5 | 22 | 0.5 | 2017-03-01 | Low Capacity | 3 | 3.2375
Foshan Shunde Midea Water Dispenser Mft. Co. Ltd. | Drinkpod | DP1000 | Point-of-use type | Air-cooled | Free-standing | FALSE | Hot & Cold | 0.5 | 22 | 0.6 | 2017-05-24 | Low Capacity | 3 | 3.037
Foshan Shunde Midea Water Dispenser Mft. Co. Ltd. | Drinkpod | DP1000B | Point-of-use type | Air-cooled | Free-standing | FALSE | Hot & Cold | 0.5 | 22 | 0.6 | 2017-05-24 | Low Capacity | 3 | 3.2205
Foshan Shunde Midea Water Dispenser Mft. Co. Ltd. | Oasis | POU1ACTHSK-DU100 | Point-of-use type | Air-cooled | Free-standing | FALSE | Hot & Cold | 0.5 | 22 | 0.7 | 2017-07-26 | Low Capacity | 3 | 2.7989
Foshan Shunde Midea Water Dispenser Mft. Co. Ltd. | Oasis | BAEB1SHSK-DU100 | Bottle type | Air-cooled | Free-standing | FALSE | Hot & Cold | 0.5 | 22 | 0.7 | 2017-07-26 | Low Capacity | 3 | 3.0167
Foshan Shunde Midea Water Dispenser Mft. Co. Ltd. | Oasis | BAE1SHSK-DU100 | Bottle type | Air-cooled | Free-standing | FALSE | Hot & Cold | 0.5 | 22 | 0.8 | 2017-07-26 | Low Capacity | 3 | 3.125
Foshan Shunde Midea Water Dispenser Mft. Co. Ltd. | Primo | 601240 | Bottle type | Air-cooled | Free-standing | FALSE | Hot & Cold | 0.5 | 22 | 0.8 | 2017-07-26 | Low Capacity | 3 | 2.8152
Foshan Shunde Midea Water Dispenser Mft. Co. Ltd. | Primo | 601241 | Bottle type | Air-cooled | Free-standing | FALSE | Hot & Cold | 0.5 | 22 | 0.8 | 2017-07-26 | Low Capacity | 3 | 2.9095
Foshan Shunde Midea Water Dispenser Mft. Co. Ltd. | LAGO | CLPOU420 | Bottle type | Air-cooled | Free-standing | FALSE | Hot & Cold | 0.5 | 22 | 0.7 | 2017-07-27 | Low Capacity | 3 | 2.7662
Foshan Shunde Midea Water Dispenser Mft. Co. Ltd. | Brio | CLPOU420 | Bottle type | Air-cooled | Free-standing | FALSE | Hot & Cold | 0.5 | 22 | 0.7 | 2017-07-27 | Low Capacity | 3 | 2.8643
Foshan Shunde Midea Water Dispenser Mft. Co. Ltd. | Honeywell | HWB2083S(YL1672T) | Bottle type | Air-cooled | Free-standing | FALSE | Hot & Cold | 0.5 | 22 | 0.5 | 2017-07-27 | Low Capacity | 3 | 2.7856
Foshan Shunde Midea Water Dispenser Mft. Co. Ltd. | Avalon | AQ-1 | Bottle type | Air-cooled | Free-standing | FALSE | Hot & Cold | 0.5 | 22 | 0.7 | 2017-08-11 | Low Capacity | 3 | 3.1973
Foshan Shunde Midea Water Dispenser Mft. Co. Ltd. | Avalon | A7BOTTLELESSBLK | Bottle type | Air-cooled | Free-standing | FALSE | Hot & Cold | 0.5 | 22 | 0.7 | 2017-10-20 | Low Capacity | 3 | 3.0654
Foshan Shunde Midea Water Dispenser Mft. Co. Ltd. | Avalon | A8CTBOTTLELESSBLK | Bottle type | Air-cooled | Free-standing | FALSE | Hot & Cold | 0.5 | 22 | 0.5 | 2017-10-20 | Low Capacity | 3 | 2.9345
Foshan Shunde Midea Water Dispenser Mft. Co. Ltd. | Avalon | A9CTELECTRICSS | Point-of-use type | Air-cooled | Free-standing | FALSE | Hot & Cold | 0.5 | 22 | 0.6 | 2017-10-20 | Low Capacity | 3 | 3.0413
Foshan Shunde Midea Water Dispenser Mft. Co. Ltd. | Avalon | A6BLWTRCLRBLK | Bottle type | Air-cooled | Free-standing | FALSE | Hot & Cold | 0.5 | 22 | 0.7 | 2018-01-11 | Low Capacity | 3 | 3.1916
Foshan Shunde Midea Water Dispenser Mft. Co. Ltd. | Primo | 601259 | Bottle type | Air-cooled | Free-standing | FALSE | Hot & Cold | 0.5 | 22 | 0.8 | 2018-01-11 | Low Capacity | 3 | 3.2042
Foshan Shunde Midea Water Dispenser Mft. Co. Ltd. | Avalon | A9ELECTRICWHT | Point-of-use type | Air-cooled | Free-standing | FALSE | Hot & Cold | 0.5 | 22 | 0.6 | 2018-02-05 | Low Capacity | 3 | 3.1713
Foshan Shunde Midea Water Dispenser Mft. Co. Ltd. | Avalon | A9ELECTRICBLK | Point-of-use type | Air-cooled | Free-standing | FALSE | Hot & Cold | 0.5 | 22 | 0.6 | 2018-02-05 | Low Capacity | 3 | 2.968
Foshan Shunde Midea Water Dispenser Mft. Co. Ltd. | Primo | 601256 | Bottle type | Air-cooled | Free-standing | FALSE | Hot & Cold | 0.5 | 22 | 0.8 | 2018-03-26 | Low Capacity | 3 | 2.8071
Foshan Shunde Midea Water Dispenser Mft. Co. Ltd. | Primo | 601258 | Bottle type | Air-cooled | Free-standing | FALSE | Hot & Cold | 0.5 | 22 | 0.8 | 2018-03-26 | Low Capacity | 3 | 2.8824
Foshan Shunde Midea Water Dispenser Mft. Co. Ltd. | Primo | 601242 | Bottle type | Air-cooled | Free-standing | FALSE | Hot & Cold | 0.5 | 22 | 0.8 | 2018-03-26 | Low Capacity | 3 | 3.1477
Foshan Shunde Midea Water Dispenser Mft. Co. Ltd. | Primo | 601243 | Bottle type | Air-cooled | Free-standing | FALSE | Hot & Cold | 0.5 | 22 | 0.8 | 2018-03-26 | Low Capacity | 3 | 2.96
Foshan Shunde Midea Water Dispenser Mft. Co. Ltd. | Primo | 601240-B | Bottle type | Air-cooled | Free-standing | FALSE | Hot & Cold | 0.5 | 22 | 0.8 | 2018-04-19 | Low Capacity | 3 | 2.7789
Foshan Shunde Midea Water Dispenser Mft. Co. Ltd. | Primo | 601225-B | Bottle type | Air-cooled | Free-standing | FALSE | Hot & Cold | 0.5 | 22 | 0.8 | 2018-04-19 | Low Capacity | 3 | 3.0516
Foshan Shunde Midea Water Dispenser Mft. Co. Ltd. | Avalon | A12-CTPOU | Bottle type | Air-cooled | Free-standing | FALSE | Hot & Cold | 0.5 | 22 | 0.5 | 2018-05-25 | Low Capacity | 3 | 2.8998
Foshan Shunde Midea Water Dispenser Mft. Co. Ltd. | Kenmore | KM5K | Bottle type | Air-cooled | Free-standing | FALSE | Hot & Cold | 0.5 | 22 | 0.7 | 2018-08-06 | Low Capacity | 3 | 3.0949
PRSE, LLC | Hamilton Beach | BL-5-2 | Bottle type | No Match | Free-standing | FALSE | Hot & Cold | 1 | 10 | 0.7 | 2017-12-26 | Low Capacity | 3 | 2.8058
Foshan Shunde Midea Water Dispenser Mft. Co. Ltd. | Kenmore | KM100BL | Bottle type | Air-cooled | Free-standing | FALSE | Hot & Cold | 0.5 | 22 | 0.7 | 2018-08-06 | Low Capacity | 3 | 3.006
Foshan Shunde Midea Water Dispenser Mft. Co. Ltd. | Kenmore | KM1000 | Point-of-use type | Air-cooled | Free-standing | FALSE | Hot & Cold | 0.5 | 22 | 0.6 | 2018-08-06 | Low Capacity | 3 | 3.1412
Foshan Shunde Midea Water Dispenser Mft. Co. Ltd. | Kenmore | KM1000B | Point-of-use type | Air-cooled | Free-standing | FALSE | Hot & Cold | 0.5 | 22 | 0.6 | 2018-08-06 | Low Capacity | 3 | 3.1733
Foshan Shunde Midea Water Dispenser Mft. Co. Ltd. | LAGO | CLPOU2F200SC | Bottle type | Air-cooled | Free-standing | FALSE | Hot & Cold | 0.5 | 22 | 0.7 | 2018-08-06 | Low Capacity | 3 | 3.0146
Foshan Shunde Midea Water Dispenser Mft. Co. Ltd. | LAGO | CLPOU2F220SC | Bottle type | Air-cooled | Free-standing | FALSE | Hot & Cold | 0.5 | 22 | 0.7 | 2018-08-06 | Low Capacity | 3 | 2.9573
Foshan Shunde Midea Water Dispenser Mft. Co. Ltd. | LAGO | CLPOU4UF200SC | Bottle type | Air-cooled | Free-standing | FALSE | Hot & Cold | 0.5 | 22 | 0.7 | 2018-08-06 | Low Capacity | 3 | 2.8633
Foshan Shunde Midea Water Dispenser Mft. Co. Ltd. | LAGO | CLPOU4UF220SC | Bottle type | Air-cooled | Free-standing | FALSE | Hot & Cold | 0.5 | 22 | 0.7 | 2018-08-06 | Low Capacity | 3 | 3.2262
Foshan Shunde Midea Water Dispenser Mft. Co. Ltd. | Brio | CLPOU2F200SC | Bottle type | Air-cooled | Free-standing | FALSE | Hot & Cold | 0.5 | 22 | 0.7 | 2018-08-06 | Low Capacity | 3 | 2.998
Foshan Shunde Midea Water Dispenser Mft. Co. Ltd. | Brio | CLPOU2F220SC | Bottle type | Air-cooled | Free-standing | FALSE | Hot & Cold | 0.5 | 22 | 0.7 | 2018-08-06 | Low Capacity | 3 | 2.9981
Foshan Shunde Midea Water Dispenser Mft. Co. Ltd. | Brio | CLPOU4UF200SC | Bottle type | Air-cooled | Free-standing | FALSE | Hot & Cold | 0.5 | 22 | 0.7 | 2018-08-06 | Low Capacity | 3 | 3.0554
Foshan Shunde Midea Water Dispenser Mft. Co. Ltd. | Brio | CLPOU4UF220SC | Bottle type | Air-cooled | Free-standing | FALSE | Hot & Cold | 0.5 | 22 | 0.7 | 2018-08-06 | Low Capacity | 3 | 2.8552
Foshan Shunde Midea Water Dispenser Mft. Co. Ltd. | Primo | 860011 | Bottle type | Air-cooled | Free-standing | FALSE | Hot & Cold | 0.5 | 22 | 0.8 | 2018-08-27 | Low Capacity | 3 | 3.1006
Foshan Shunde Midea Water Dispenser Mft. Co. Ltd. | Primo | 860013 | Bottle type | Air-cooled | Free-standing | FALSE | Hot & Cold | 0.5 | 22 | 0.8 | 2018-08-27 | Low Capacity | 3 | 2.9079
Foshan Shunde Midea Water Dispenser Mft. Co. Ltd. | Primo | 860014 | Bottle type | Air-cooled | Free-standing | FALSE | Hot & Cold | 0.5 | 22 | 0.8 | 2018-08-27 | Low Capacity | 3 | 2.966
Foshan Shunde Midea Water Dispenser Mft. Co. Ltd. | Primo | 860015 | Bottle type | Air-cooled | Free-standing | FALSE | Hot & Cold | 0.5 | 22 | 0.8 | 2018-08-27 | Low Capacity | 3 | 3.1167
Foshan Shunde Midea Water Dispenser Mft. Co. Ltd. | Primo | 860016 | Bottle type | Air-cooled | Free-standing | FALSE | Hot & Cold | 0.5 | 22 | 0.8 | 2018-08-27 | Low Capacity | 3 | 2.7813
Foshan Shunde Midea Water Dispenser Mft. Co. Ltd. | Primo | 860017 | Bottle type | Air-cooled | Free-standing | FALSE | Hot & Cold | 0.5 | 22 | 0.8 | 2018-08-27 | Low Capacity | 3 | 2.8955
Foshan Shunde Midea Water Dispenser Mft. Co. Ltd. | Avalon | A15 | Point-of-use type | Air-cooled | Free-standing | FALSE | Hot & Cold | 0.5 | 22 | 0.8 | 2018-10-29 | Low Capacity | 3 | 2.9982
Foshan Shunde Midea Water Dispenser Mft. Co. Ltd. | Avalon | A13 | Bottle type | Air-cooled | Free-standing | FALSE | Hot & Cold | 0.5 | 22 | 0.7 | 2018-10-29 | Low Capacity | 3 | 3.059
Foshan Shunde Midea Water Dispenser Mft. Co. Ltd. | Avalon | A14 | Bottle type | Air-cooled | Free-standing | FALSE | Hot & Cold | 0.5 | 22 | 0.7 | 2018-10-29 | Low Capacity | 3 | 2.993
Foshan Shunde Midea Water Dispenser Mft. Co. Ltd. | Primo | 601264 | Bottle type | Air-cooled | Free-standing | FALSE | Hot & Cold | 0.5 | 22 | 0.8 | 2018-10-29 | Low Capacity | 3 | 3.0965
Foshan Shunde Midea Water Dispenser Mft. Co. Ltd. | Primo | 601229-B | Bottle type | Air-cooled | Free-standing | FALSE | Hot & Cold | 0.5 | 22 | 0.8 | 2018-12-13 | Low Capacity | 3 | 2.7775
Foshan Shunde Midea Washing Appliances Mfg. Co., Ltd. | Brio | CLTL520 | Bottle type | Air-cooled | Free-standing | FALSE | Hot & Cold | 0.5 | 22 | 0.5 | 2018-12-27 | Low Capacity | 3 | 3.0566
Foshan Shunde Midea Washing Appliances Mfg. Co., Ltd. | Brio | CLBL520SC | Bottle type | Air-cooled | Free-standing | FALSE | Hot & Cold | 0.5 | 22 | 0.7 | 2018-12-27 | Low Capacity | 3 | 2.7708
Foshan Shunde Midea Water Dispenser Mft. Co. Ltd. | Primo | 601272 | Bottle type | Air-cooled | Free-standing | FALSE | Hot & Cold | 0.5 | 22 | 1.2 | 2019-01-24 | Low Capacity | 3 | 3.0977
Foshan Shunde Midea Washing Appliances Mfg. Co., Ltd. | Primo | 601256 SO-C | Bottle type | Air-cooled | Free-standing | FALSE | Hot & Cold | 0.5 | 22 | 0.8 | 2019-02-01 | Low Capacity | 3 | 2.9602
Foshan Shunde Midea Washing Appliances Mfg. Co., Ltd. | Primo | 601231-C | Bottle type | Air-cooled | Free-standing | FALSE | Hot & Cold | 0.5 | 22 | 0.8 | 2019-02-01 | Low Capacity | 3 | 3.0884
Foshan Shunde Midea Washing Appliances Mfg. Co., Ltd. | Primo | 601292 | Bottle type | Air-cooled | Free-standing | FALSE | Hot & Cold | 0.5 | 22 | 0.8 | 2019-02-01 | Low Capacity | 3 | 2.979
Foshan Shunde Midea Water Dispenser Mft. Co. Ltd. | Magic Chef | MCWD40BB | Bottle type | Air-cooled | Free-standing | FALSE | Hot & Cold | 0.5 | 22 | 0.7 | 2019-02-21 | Low Capacity | 3 | 2.9473
Foshan Shunde Midea Water Dispenser Mft. Co. Ltd. | Magic Chef | MCWD40BW | Bottle type | Air-cooled | Free-standing | FALSE | Hot & Cold | 0.5 | 22 | 0.7 | 2019-02-21 | Low Capacity | 3 | 2.9638
Foshan Shunde Midea Water Dispenser Mft. Co. Ltd. | Home | HME030236N | Bottle type | Air-cooled | Free-standing | FALSE | Hot & Cold | 0.5 | 22 | 0.7 | 2019-03-25 | Low Capacity | 3 | 2.8547
Foshan Shunde Midea Water Dispenser Mft. Co. Ltd. | Brio | CLCTPOU520UVF2 | Bottle type | Air-cooled | Free-standing | FALSE | Hot & Cold | 0.5 | 22 | 0.8 | 2019-04-04 | Low Capacity | 3 | 3.1136
Foshan Shunde Midea Water Dispenser Mft. Co. Ltd. | LAGO | CLCTPOU520UVF2 | Bottle type | Air-cooled | Free-standing | FALSE | Hot & Cold | 0.5 | 22 | 0.8 | 2019-04-04 | Low Capacity | 3 | 3.1825
Foshan Shunde Midea Water Dispenser Mft. Co. Ltd. | Brio | CLCTTL520 | Bottle type | Air-cooled | Free-standing | FALSE | Hot & Cold | 0.5 | 22 | 0.5 | 2019-04-04 | Low Capacity | 3 | 2.8404
Foshan Shunde Midea Water Dispenser Mft. Co. Ltd. | LAGO | CLCTTL520 | Bottle type | Air-cooled | Free-standing | FALSE | Hot & Cold | 0.5 | 22 | 0.5 | 2019-04-04 | Low Capacity | 3 | 2.8052
Foshan Shunde Midea Water Dispenser Mft. Co. Ltd. | Brio | CLPOU520UVF4 | Point-of-use type | Air-cooled | Free-standing | FALSE | Hot & Cold | 0.5 | 22 | 0.7 | 2019-04-04 | Low Capacity | 3 | 3.1932
Foshan Shunde Midea Water Dispenser Mft. Co. Ltd. | LAGO | CLPOU520UVF4 | Point-of-use type | Air-cooled | Free-standing | FALSE | Hot & Cold | 0.5 | 22 | 0.7 | 2019-04-04 | Low Capacity | 3 | 2.7981
Foshan Shunde Midea Water Dispenser Mft. Co. Ltd. | Brio | CLPOU520UV | Point-of-use type | Air-cooled | Free-standing | FALSE | Hot & Cold | 0.5 | 22 | 0.7 | 2019-04-04 | Low Capacity | 3 | 3.247
Foshan Shunde Midea Water Dispenser Mft. Co. Ltd. | LAGO | CLPOU520UV | Point-of-use type | Air-cooled | Free-standing | FALSE | Hot & Cold | 0.5 | 22 | 0.7 | 2019-04-04 | Low Capacity | 3 | 2.8848
Foshan Shunde Midea Water Dispenser Mft. Co. Ltd. | Brio | CLPOU520UVF2 | Point-of-use type | Air-cooled | Free-standing | FALSE | Hot & Cold | 0.5 | 22 | 0.7 | 2019-04-04 | Low Capacity | 3 | 3.2445
Foshan Shunde Midea Water Dispenser Mft. Co. Ltd. | LAGO | CLPOU520UVF2 | Point-of-use type | Air-cooled | Free-standing | FALSE | Hot & Cold | 0.5 | 22 | 0.7 | 2019-04-04 | Low Capacity | 3 | 3.2432
Foshan Shunde Midea Water Dispenser Mft. Co. Ltd. | Primo | 601305 | Bottle type | Air-cooled | Free-standing | FALSE | Hot & Cold | 0.5 | 22 | 0.5 | 2019-04-04 | Low Capacity | 3 | 3.1704
Foshan Shunde Midea Water Dispenser Mft. Co. Ltd. | Primo | 601306 | Bottle type | Air-cooled | Free-standing | FALSE | Hot & Cold | 0.5 | 22 | 0.5 | 2019-04-04 | Low Capacity | 3 | 2.9308
Foshan Shunde Midea Water Dispenser Mft. Co. Ltd. | Primo | 601305-C | Bottle type | Air-cooled | Free-standing | FALSE | Hot & Cold | 0.5 | 22 | 0.5 | 2019-04-04 | Low Capacity | 3 | 2.8223
Foshan Shunde Midea Water Dispenser Mft. Co. Ltd. | Primo | 601306-C | Bottle type | Air-cooled | Free-standing | FALSE | Hot & Cold | 0.5 | 22 | 0.5 | 2019-04-04 | Low Capacity | 3 | 3.2031
Foshan Shunde Midea Water Dispenser Mft. Co. Ltd. | Primo | 601321 | Bottle type | Air-cooled | Free-standing | FALSE | Hot & Cold | 0.5 | 22 | 0.8 | 2019-07-05 | Low Capacity | 3 | 3.0005
Foshan Shunde Midea Water Dispenser Mft. Co. Ltd. | Primo | 601205-C | Bottle type | Air-cooled | Free-standing | FALSE | Hot & Cold | 0.5 | 22 | 0.8 | 2019-07-05 | Low Capacity | 3 | 3.2055
Foshan Shunde Midea Water Dispenser Mft. Co. Ltd. | LAGO | CLBL720SC | Bottle type | Air-cooled | Free-standing | FALSE | Hot & Cold | 0.5 | 22 | 0.7 | 2019-07-05 | Low Capacity | 3 | 3.2088
Foshan Shunde Midea Water Dispenser Mft. Co. Ltd. | Brio | CLBL720SC | Bottle type | Air-cooled | Free-standing | FALSE | Hot & Cold | 0.5 | 22 | 0.7 | 2019-07-05 | Low Capacity | 3 | 2.8684
Foshan Shunde Midea Water Dispenser Mft. Co. Ltd. | LAGO | CLPOU720UV3 | Point-of-use type | Air-cooled | Free-standing | FALSE | Hot & Cold | 0.5 | 22 | 0.7 | 2019-07-05 | Low Capacity | 3 | 3.0807
Foshan Shunde Midea Water Dispenser Mft. Co. Ltd. | Brio | CLPOU720UV3 | Point-of-use type | Air-cooled | Free-standing | FALSE | Hot & Cold | 0.5 | 22 | 0.7 | 2019-07-05 | Low Capacity | 3 | 3.1898
Foshan Shunde Midea Water Dispenser Mft. Co. Ltd. | Brio | CLCTPOU620UVF2 | Point-of-use type | Air-cooled | Free-standing | FALSE | Hot & Cold | 0.5 | 22 | 0.6 | 2019-08-02 | Low Capacity | 3 | 2.7726
Foshan Shunde Midea Water Dispenser Mft. Co. Ltd. | LAGO | CLCTPOU620UVF2 | Point-of-use type | Air-cooled | Free-standing | FALSE | Hot & Cold | 0.5 | 22 | 0.6 | 2019-08-02 | Low Capacity | 3 | 2.8468
Foshan Shunde Midea Water Dispenser Mft. Co. Ltd. | Primo | 601321-C | Bottle type | Air-cooled | Free-standing | FALSE | Hot & Cold | 0.5 | 22 | 0.8 | 2019-08-13 | Low Capacity | 3 | 2.9879
Foshan Shunde Midea Water Dispenser Mft. Co. Ltd. | Primo | 601278-C | Bottle type | Air-cooled | Free-standing | FALSE | Hot & Cold | 0.5 | 22 | 0.8 | 2019-08-13 | Low Capacity | 3 | 3.1559
Foshan Shunde Midea Water Dispenser Mft. Co. Ltd. | Primo | 601258-C | Bottle type | Air-cooled | Free-standing | FALSE | Hot & Cold | 0.5 | 22 | 0.8 | 2019-08-13 | Low Capacity | 3 | 2.8452
AVANTI PRODUCTS LLC | Avanti | WDBMC800Q3S | Bottle type | Air-cooled | Free-standing | FALSE | Hot & Cold | 0.5 | 22 | 0.7 | 2019-09-03 | Low Capacity | 3 | 3.1493
Foshan Shunde Midea Water Dispenser Mft. Co. Ltd. | Primo | 601324 | Bottle type | Air-cooled | Free-standing | FALSE | Hot & Cold | 0.5 | 22 | 0.8 | 2019-09-05 | Low Capacity | 3 | 2.772
Foshan Shunde Midea Water Dispenser Mft. Co. Ltd. | Avalon | A9 | Point-of-use type | Air-cooled | Free-standing | FALSE | Hot & Cold | 0.5 | 22 | 0.6 | 2019-09-17 | Low Capacity | 3 | 2.782
Foshan Shunde Midea Water Dispenser Mft. Co. Ltd. | Primo | 601327-C | Bottle type | Air-cooled | Free-standing | FALSE | Hot & Cold | 0.5 | 22 | 0.8 | 2019-10-10 | Low Capacity | 3 | 2.8743
Ningbo Lamo Electric Appliance Co.,Ltd | Magic Chef | MCWD30TS | Bottle type | Air-cooled | Flush-to-Wall | TRUE | Hot & Cold | 0.7 | 28 | 0.7 | 2019-04-24 | Low Capacity | 3 | 3.0162
Foshan Shunde Midea Water Dispenser Mft. Co. Ltd. | Primo | 601328-C | Bottle type | Air-cooled | Free-standing | FALSE | Hot & Cold | 0.5 | 22 | 0.8 | 2019-10-10 | Low Capacity | 3 | 3.1966
Foshan Shunde Midea Water Dispenser Mft. Co. Ltd. | Primo | 601267-C | Bottle type | Air-cooled | Free-standing | FALSE | Hot & Cold | 0.5 | 22 | 0.8 | 2019-10-10 | Low Capacity | 3 | 3.1699
Foshan Shunde Midea Water Dispenser Mft. Co. Ltd. | Primo | 601268-C | Bottle type | Air-cooled | Free-standing | FALSE | Hot & Cold | 0.5 | 22 | 0.8 | 2019-10-10 | Low Capacity | 3 | 3.1663
Foshan Shunde Midea Water Dispenser Mft. Co. Ltd. | Primo | 860026-C | Bottle type | Air-cooled | Free-standing | FALSE | Hot & Cold | 0.5 | 22 | 0.8 | 2019-10-10 | Low Capacity | 3 | 3.0857
Foshan Shunde Midea Water Dispenser Mft. Co. Ltd. | Primo | 860025-C | Bottle type | Air-cooled | Free-standing | FALSE | Hot & Cold | 0.5 | 22 | 0.8 | 2019-10-10 | Low Capacity | 3 | 3.2424
Foshan Shunde Midea Water Dispenser Mft. Co. Ltd. | Primo | 860027-C | Bottle type | Air-cooled | Free-standing | FALSE | Hot & Cold | 0.5 | 22 | 0.8 | 2019-10-10 | Low Capacity | 3 | 2.7562
Foshan Shunde Midea Water Dispenser Mft. Co. Ltd. | Primo | 860011-C | Bottle type | Air-cooled | Free-standing | FALSE | Hot & Cold | 0.5 | 22 | 0.8 | 2019-10-10 | Low Capacity | 3 | 2.9055
Foshan Shunde Midea Water Dispenser Mft. Co. Ltd. | Primo | 601275 | Bottle type | Air-cooled | Free-standing | FALSE | Hot & Cold | 0.5 | 22 | 0.8 | 2019-10-23 | Low Capacity | 3 | 2.9566
Foshan Shunde Midea Water Dispenser Mft. Co. Ltd. | Brio | CLTL100V2 | Bottle type | Air-cooled | Free-standing | FALSE | Hot & Cold | 0.5 | 23 | 0.6 | 2019-11-24 | Low Capacity | 3 | 2.7999
Foshan Shunde Midea Water Dispenser Mft. Co. Ltd. | Brio | CLTL120V2 | Bottle type | Air-cooled | Free-standing | FALSE | Hot & Cold | 0.5 | 23 | 0.6 | 2019-11-24 | Low Capacity | 3 | 2.8667
Foshan Shunde Midea Water Dispenser Mft. Co. Ltd. | LAGO | CLTL100V2 | Bottle type | Air-cooled | Free-standing | FALSE | Hot & Cold | 0.5 | 23 | 0.6 | 2019-11-24 | Low Capacity | 3 | 3.1023
Foshan Shunde Midea Water Dispenser Mft. Co. Ltd. | LAGO | CLTL120V2 | Bottle type | Air-cooled | Free-standing | FALSE | Hot & Cold | 0.5 | 23 | 0.6 | 2019-11-24 | Low Capacity | 3 | 2.8967
Mohawk Group, Inc. | Home | HME030337N | Bottle type | Air-cooled | Free-standing | FALSE | Hot & Cold | 0.5 | 25 | 0.6 | 2019-11-26 | Low Capacity | 3 | 3.0925
Mohawk Group, Inc. | Home | HME030336N | Bottle type | Air-cooled | Free-standing | FALSE | Hot & Cold | 0.5 | 25 | 0.6 | 2019-11-26 | Low Capacity | 3 | 2.802
Foshan Shunde Midea Water Dispenser Mft. Co. Ltd. | Brio | CLPOU720UVF3 | Point-of-use type | Air-cooled | Free-standing | FALSE | Hot & Cold | 0.5 | 22 | 0.7 | 2019-12-12 | Low Capacity | 3 | 3.1621
Foshan Shunde Midea Water Dispenser Mft. Co. Ltd. | LAGO | CLPOU720UVF3 | Point-of-use type | Air-cooled | Free-standing | FALSE | Hot & Cold | 0.5 | 22 | 0.7 | 2019-12-12 | Low Capacity | 3 | 2.7832
Foshan Shunde Midea Water Dispenser Mft. Co. Ltd. | Brio | CLPOU720UVRO4 | Point-of-use type | Air-cooled | Free-standing | FALSE | Hot & Cold | 0.5 | 22 | 0.7 | 2019-12-12 | Low Capacity | 3 | 3.2255
Foshan Shunde Midea Water Dispenser Mft. Co. Ltd. | LAGO | CLPOU720UVRO4 | Point-of-use type | Air-cooled | Free-standing | FALSE | Hot & Cold | 0.5 | 22 | 0.7 | 2019-12-12 | Low Capacity | 3 | 3.0467
Foshan Shunde Midea Water Dispenser Mft. Co. Ltd. | Brio | CLPOU420UVF2 | Point-of-use type | Air-cooled | Free-standing | FALSE | Hot & Cold | 0.5 | 22 | 0.7 | 2019-12-12 | Low Capacity | 3 | 2.9922
Foshan Shunde Midea Water Dispenser Mft. Co. Ltd. | LAGO | CLPOU420UVF2 | Point-of-use type | Air-cooled | Free-standing | FALSE | Hot & Cold | 0.5 | 22 | 0.7 | 2019-12-12 | Low Capacity | 3 | 2.867
Foshan Shunde Midea Water Dispenser Mft. Co. Ltd. | Brio | CLPOURO420SCV2 | Point-of-use type | Air-cooled | Free-standing | FALSE | Hot & Cold | 0.5 | 22 | 0.7 | 2019-12-12 | Low Capacity | 3 | 2.975
Foshan Shunde Midea Water Dispenser Mft. Co. Ltd. | LAGO | CLPOURO420SCV2 | Point-of-use type | Air-cooled | Free-standing | FALSE | Hot & Cold | 0.5 | 22 | 0.7 | 2019-12-12 | Low Capacity | 3 | 3.0956
Foshan Shunde Midea Water Dispenser Mft. Co. Ltd. | Brio | CLPOU420UVRO4 | Point-of-use type | Air-cooled | Free-standing | FALSE | Hot & Cold | 0.5 | 22 | 0.7 | 2019-12-12 | Low Capacity | 3 | 2.8541
Foshan Shunde Midea Water Dispenser Mft. Co. Ltd. | LAGO | CLPOU420UVRO4 | Point-of-use type | Air-cooled | Free-standing | FALSE | Hot & Cold | 0.5 | 22 | 0.7 | 2019-12-12 | Low Capacity | 3 | 3.0787
Foshan Shunde Midea Water Dispenser Mft. Co. Ltd. | Brio | CLTL420V2 | Bottle type | Air-cooled | Free-standing | FALSE | Hot & Cold | 0.5 | 22 | 0.5 | 2019-12-12 | Low Capacity | 3 | 3.1325
Foshan Shunde Midea Water Dispenser Mft. Co. Ltd. | LAGO | CLTL420V2 | Bottle type | Air-cooled | Free-standing | FALSE | Hot & Cold | 0.5 | 22 | 0.5 | 2019-12-12 | Low Capacity | 3 | 2.8605
Foshan Shunde Midea Water Dispenser Mft. Co. Ltd. | Primo | 601323 | Bottle type | Air-cooled | Free-standing | FALSE | Hot & Cold | 0.5 | 22 | 0.8 | 2019-12-24 | Low Capacity | 3 | 3.1518
Foshan Shunde Midea Water Dispenser Mft. Co. Ltd. | Primo | 601323-C | Bottle type | Air-cooled | Free-standing | FALSE | Hot & Cold | 0.5 | 22 | 0.8 | 2020-01-13 | Low Capacity | 3 | 3.014
Foshan Shunde Midea Water Dispenser Mft. Co. Ltd. | Brio | CLCTPOU720UVF2 | Bottle type | Air-cooled | Free-standing | FALSE | Hot & Cold | 0.5 | 22 | 0.8 | 2020-03-12 | Low Capacity | 3 | 3.0741
Foshan Shunde Midea Water Dispenser Mft. Co. Ltd. | LAGO | CLCTPOU720UVF2 | Bottle type | Air-cooled | Free-standing | FALSE | Hot & Cold | 0.5 | 22 | 0.8 | 2020-03-12 | Low Capacity | 3 | 2.8145
Foshan Shunde Midea Water Dispenser Mft. Co. Ltd. | Primo | 860013-C | Bottle type | Air-cooled | Free-standing | FALSE | Hot & Cold | 0.5 | 22 | 0.8 | 2020-03-12 | Low Capacity | 3 | 2.8666
Foshan Shunde Midea Water Dispenser Mft. Co. Ltd. | Primo | 860014-C | Bottle type | Air-cooled | Free-standing | FALSE | Hot & Cold | 0.5 | 22 | 0.8 | 2020-03-12 | Low Capacity | 3 | 2.7984
Foshan Shunde Midea Water Dispenser Mft. Co. Ltd. | Primo | 860015-C | Bottle type | Air-cooled | Free-standing | FALSE | Hot & Cold | 0.5 | 22 | 0.8 | 2020-03-12 | Low Capacity | 3 | 3.168
Foshan Shunde Midea Water Dispenser Mft. Co. Ltd. | Primo | 860016-C | Bottle type | Air-cooled | Free-standing | FALSE | Hot & Cold | 0.5 | 22 | 0.8 | 2020-03-12 | Low Capacity | 3 | 3.1818
Foshan Shunde Midea Water Dispenser Mft. Co. Ltd. | Primo | 860017-C | Bottle type | Air-cooled | Free-standing | FALSE | Hot & Cold | 0.5 | 22 | 0.8 | 2020-03-12 | Low Capacity | 3 | 2.7745
Foshan Shunde Midea Water Dispenser Mft. Co. Ltd. | Brio | CLBL420V2 | Bottle type | Air-cooled | Free-standing | FALSE | Hot & Cold | 0.5 | 22 | 0.7 | 2020-03-24 | Low Capacity | 3 | 3.0196
Foshan Shunde Midea Water Dispenser Mft. Co. Ltd. | LAGO | CLBL420V2 | Bottle type | Air-cooled | Free-standing | FALSE | Hot & Cold | 0.5 | 22 | 0.7 | 2020-03-24 | Low Capacity | 3 | 3.1051
Foshan Shunde Midea Water Dispenser Mft. Co. Ltd. | Avalon | A13CT | Point-of-use type | Air-cooled | Free-standing | FALSE | Hot & Cold | 0.5 | 22 | 0.8 | 2020-04-20 | Low Capacity | 3 | 3.0844
Foshan Shunde Midea Water Dispenser Mft. Co. Ltd. | Primo | 601275-C | Bottle type | Air-cooled | Free-standing | FALSE | Hot & Cold | 0.5 | 22 | 0.8 | 2020-04-27 | Low Capacity | 3 | 3.2382
Foshan Shunde Midea Water Dispenser Mft. Co. Ltd. | Arctic King | YL1136S | Bottle type | Air-cooled | Free-standing | FALSE | Hot & Cold | 0.5 | 22 | 0.8 | 2020-05-21 | Low Capacity | 3 | 2.9446
Foshan Shunde Midea Water Dispenser Mft. Co. Ltd. | Arctic King | YL1243S | Bottle type | Air-cooled | Free-standing | FALSE | Hot & Cold | 0.5 | 22 | 0.8 | 2020-05-21 | Low Capacity | 3 | 3.2219
Foshan Shunde Midea Water Dispenser Mft. Co. Ltd. | Arctic King | YL1241AS | Bottle type | Air-cooled | Free-standing | FALSE | Hot & Cold | 0.5 | 22 | 0.8 | 2020-05-21 | Low Capacity | 3 | 3.0383
Foshan Shunde Midea Water Dispenser Mft. Co. Ltd. | Brio | CLPOU320SLUVF2 | Point-of-use type | Air-cooled | Free-standing | FALSE | Hot & Cold | 0.5 | 22 | 0.7 | 2020-07-22 | Low Capacity | 3 | 3.1607
Foshan Shunde Midea Water Dispenser Mft. Co. Ltd. | LAGO | CLPOU320SLUVF2 | Point-of-use type | Air-cooled | Free-standing | FALSE | Hot & Cold | 0.5 | 22 | 0.7 | 2020-07-22 | Low Capacity | 3 | 3.0299
Foshan Shunde Midea Water Dispenser Mft. Co. Ltd. | Brio | CLPOU320SLUVF3 | Point-of-use type | Air-cooled | Free-standing | FALSE | Hot & Cold | 0.5 | 22 | 0.7 | 2020-07-22 | Low Capacity | 3 | 3.0737
Foshan Shunde Midea Water Dispenser Mft. Co. Ltd. | LAGO | CLPOU320SLUVF3 | Point-of-use type | Air-cooled | Free-standing | FALSE | Hot & Cold | 0.5 | 22 | 0.7 | 2020-07-22 | Low Capacity | 3 | 2.8075
Foshan Shunde Midea Water Dispenser Mft. Co. Ltd. | Brio | CLPOU320SLUVF4 | Point-of-use type | Air-cooled | Free-standing | FALSE | Hot & Cold | 0.5 | 22 | 0.7 | 2020-07-22 | Low Capacity | 3 | 2.9917
Foshan Shunde Midea Water Dispenser Mft. Co. Ltd. | LAGO | CLPOU320SLUVF4 | Point-of-use type | Air-cooled | Free-standing | FALSE | Hot & Cold | 0.5 | 22 | 0.7 | 2020-07-22 | Low Capacity | 3 | 3.0288
Foshan Shunde Midea Water Dispenser Mft. Co. Ltd. | Brio | CLPOU320WSLUVF2 | Point-of-use type | Air-cooled | Free-standing | FALSE | Hot & Cold | 0.5 | 22 | 0.7 | 2020-07-22 | Low Capacity | 3 | 3.1662
Foshan Shunde Midea Water Dispenser Mft. Co. Ltd. | LAGO | CLPOU320WSLUVF2 | Point-of-use type | Air-cooled | Free-standing | FALSE | Hot & Cold | 0.5 | 22 | 0.7 | 2020-07-22 | Low Capacity | 3 | 2.9231
Foshan Shunde Midea Water Dispenser Mft. Co. Ltd. | Brio | CLPOU320WSLUVF3 | Point-of-use type | Air-cooled | Free-standing | FALSE | Hot & Cold | 0.5 | 22 | 0.7 | 2020-07-22 | Low Capacity | 3 | 3.1221
Foshan Shunde Midea Water Dispenser Mft. Co. Ltd. | LAGO | CLPOU320WSLUVF3 | Point-of-use type | Air-cooled | Free-standing | FALSE | Hot & Cold | 0.5 | 22 | 0.7 | 2020-07-22 | Low Capacity | 3 | 3.1358
Foshan Shunde Midea Water Dispenser Mft. Co. Ltd. | Brio | CLPOU320WSLUVF4 | Point-of-use type | Air-cooled | Free-standing | FALSE | Hot & Cold | 0.5 | 22 | 0.7 | 2020-07-22 | Low Capacity | 3 | 3.0728
Foshan Shunde Midea Water Dispenser Mft. Co. Ltd. | LAGO | CLPOU320WSLUVF4 | Point-of-use type | Air-cooled | Free-standing | FALSE | Hot & Cold | 0.5 | 22 | 0.7 | 2020-07-22 | Low Capacity | 3 | 3.0076
Foshan Shunde Midea Water Dispenser Mft. Co. Ltd. | Brio | CLPOU320BSLUVF2 | Point-of-use type | Air-cooled | Free-standing | FALSE | Hot & Cold | 0.5 | 22 | 0.7 | 2020-07-22 | Low Capacity | 3 | 3.1078
Foshan Shunde Midea Water Dispenser Mft. Co. Ltd. | LAGO | CLPOU320BSLUVF2 | Point-of-use type | Air-cooled | Free-standing | FALSE | Hot & Cold | 0.5 | 22 | 0.7 | 2020-07-22 | Low Capacity | 3 | 3.0685
Foshan Shunde Midea Water Dispenser Mft. Co. Ltd. | Brio | CLPOU320BSLUVF3 | Point-of-use type | Air-cooled | Free-standing | FALSE | Hot & Cold | 0.5 | 22 | 0.7 | 2020-07-22 | Low Capacity | 3 | 3.2348
Foshan Shunde Midea Water Dispenser Mft. Co. Ltd. | LAGO | CLPOU320BSLUVF3 | Point-of-use type | Air-cooled | Free-standing | FALSE | Hot & Cold | 0.5 | 22 | 0.7 | 2020-07-22 | Low Capacity | 3 | 3.0661
Foshan Shunde Midea Water Dispenser Mft. Co. Ltd. | Brio | CLPOU320BSLUVF4 | Point-of-use type | Air-cooled | Free-standing | FALSE | Hot & Cold | 0.5 | 22 | 0.7 | 2020-07-22 | Low Capacity | 3 | 2.9329
Foshan Shunde Midea Water Dispenser Mft. Co. Ltd. | LAGO | CLPOU320BSLUVF4 | Point-of-use type | Air-cooled | Free-standing | FALSE | Hot & Cold | 0.5 | 22 | 0.7 | 2020-07-22 | Low Capacity | 3 | 2.795
Foshan Shunde Midea Water Dispenser Mft. Co. Ltd. | Brio | CLPOU320BUVF3 | Point-of-use type | Air-cooled | Free-standing | FALSE | Hot & Cold | 0.5 | 22 | 0.7 | 2020-07-22 | Low Capacity | 3 | 3.1126
Foshan Shunde Midea Water Dispenser Mft. Co. Ltd. | LAGO | CLPOU320BUVF3 | Point-of-use type | Air-cooled | Free-standing | FALSE | Hot & Cold | 0.5 | 22 | 0.7 | 2020-07-22 | Low Capacity | 3 | 3.2463
Foshan Shunde Midea Water Dispenser Mft. Co. Ltd. | Brio | CLPOU320BUVF4 | Point-of-use type | Air-cooled | Free-standing | FALSE | Hot & Cold | 0.5 | 22 | 0.7 | 2020-07-22 | Low Capacity | 3 | 2.9726
Foshan Shunde Midea Water Dispenser Mft. Co. Ltd. | LAGO | CLPOU320BUVF4 | Point-of-use type | Air-cooled | Free-standing | FALSE | Hot & Cold | 0.5 | 22 | 0.7 | 2020-07-22 | Low Capacity | 3 | 3.1009
Foshan Shunde Midea Water Dispenser Mft. Co. Ltd. | Brio | CLPOU320WUVF3 | Point-of-use type | Air-cooled | Free-standing | FALSE | Hot & Cold | 0.5 | 22 | 0.7 | 2020-07-22 | Low Capacity | 3 | 3.1103
Foshan Shunde Midea Water Dispenser Mft. Co. Ltd. | LAGO | CLPOU320WUVF3 | Point-of-use type | Air-cooled | Free-standing | FALSE | Hot & Cold | 0.5 | 22 | 0.7 | 2020-07-22 | Low Capacity | 3 | 2.768
Foshan Shunde Midea Water Dispenser Mft. Co. Ltd. | Brio | CLPOU320WUVF4 | Point-of-use type | Air-cooled | Free-standing | FALSE | Hot & Cold | 0.5 | 22 | 0.7 | 2020-07-22 | Low Capacity | 3 | 2.8979
Foshan Shunde Midea Water Dispenser Mft. Co. Ltd. | LAGO | CLPOU320WUVF4 | Point-of-use type | Air-cooled | Free-standing | FALSE | Hot & Cold | 0.5 | 22 | 0.7 | 2020-07-22 | Low Capacity | 3 | 2.7805
Foshan Shunde Midea Water Dispenser Mft. Co. Ltd. | Brio | CLPOU320UVF3 | Point-of-use type | Air-cooled | Free-standing | FALSE | Hot & Cold | 0.5 | 22 | 0.7 | 2020-07-22 | Low Capacity | 3 | 2.9592
Foshan Shunde Midea Water Dispenser Mft. Co. Ltd. | LAGO | CLPOU320UVF3 | Point-of-use type | Air-cooled | Free-standing | FALSE | Hot & Cold | 0.5 | 22 | 0.7 | 2020-07-22 | Low Capacity | 3 | 3.1584
Foshan Shunde Midea Water Dispenser Mft. Co. Ltd. | Brio | CLPOU320UVF4 | Point-of-use type | Air-cooled | Free-standing | FALSE | Hot & Cold | 0.5 | 22 | 0.7 | 2020-07-22 | Low Capacity | 3 | 2.8054
Foshan Shunde Midea Water Dispenser Mft. Co. Ltd. | LAGO | CLPOU320UVF4 | Point-of-use type | Air-cooled | Free-standing | FALSE | Hot & Cold | 0.5 | 22 | 0.7 | 2020-07-22 | Low Capacity | 3 | 2.8065
Foshan Shunde Midea Water Dispenser Mft. Co. Ltd. | Brio | CLPOU520UVF2BLK | Point-of-use type | Air-cooled | Free-standing | FALSE | Hot & Cold | 0.5 | 22 | 0.7 | 2020-07-22 | Low Capacity | 3 | 2.8155
Foshan Shunde Midea Water Dispenser Mft. Co. Ltd. | LAGO | CLPOU520UVF2BLK | Point-of-use type | Air-cooled | Free-standing | FALSE | Hot & Cold | 0.5 | 22 | 0.7 | 2020-07-22 | Low Capacity | 3 | 3.2273
Foshan Shunde Midea Water Dispenser Mft. Co. Ltd. | Brio | CLPOU720UVF3BLK | Point-of-use type | Air-cooled | Free-standing | FALSE | Hot & Cold | 0.5 | 22 | 0.7 | 2020-07-22 | Low Capacity | 3 | 2.8388
Foshan Shunde Midea Water Dispenser Mft. Co. Ltd. | LAGO | CLPOU720UVF3BLK | Point-of-use type | Air-cooled | Free-standing | FALSE | Hot & Cold | 0.5 | 22 | 0.7 | 2020-07-22 | Low Capacity | 3 | 2.92
Foshan Shunde Midea Water Dispenser Mft. Co. Ltd. | Brio | CLPOU720UVRO4IOT | Point-of-use type | Air-cooled | Free-standing | FALSE | Hot & Cold | 0.5 | 22 | 0.7 | 2020-07-22 | Low Capacity | 3 | 3.0733
Foshan Shunde Midea Water Dispenser Mft. Co. Ltd. | LAGO | CLPOU720UVRO4IOT | Point-of-use type | Air-cooled | Free-standing | FALSE | Hot & Cold | 0.5 | 22 | 0.7 | 2020-07-22 | Low Capacity | 3 | 2.8859
Foshan Shunde Midea Water Dispenser Mft. Co. Ltd. | Brio | CLCTPOU320BUVF3 | Bottle type | Air-cooled | Free-standing | FALSE | Hot & Cold | 0.5 | 22 | 0.8 | 2020-07-22 | Low Capacity | 3 | 3.0361
Foshan Shunde Midea Water Dispenser Mft. Co. Ltd. | LAGO | CLCTPOU320BUVF3 | Bottle type | Air-cooled | Free-standing | FALSE | Hot & Cold | 0.5 | 22 | 0.8 | 2020-07-22 | Low Capacity | 3 | 2.7821
Foshan Shunde Midea Water Dispenser Mft. Co. Ltd. | Brio | CLCTPOU320WUVF3 | Bottle type | Air-cooled | Free-standing | FALSE | Hot & Cold | 0.5 | 22 | 0.8 | 2020-07-22 | Low Capacity | 3 | 3.0103
Foshan Shunde Midea Water Dispenser Mft. Co. Ltd. | LAGO | CLCTPOU320WUVF3 | Bottle type | Air-cooled | Free-standing | FALSE | Hot & Cold | 0.5 | 22 | 0.8 | 2020-07-22 | Low Capacity | 3 | 2.8327
Foshan Shunde Midea Water Dispenser Mft. Co. Ltd. | Brio | CLCTPOU320UVF3 | Bottle type | Air-cooled | Free-standing | FALSE | Hot & Cold | 0.5 | 22 | 0.8 | 2020-07-22 | Low Capacity | 3 | 2.8038
Foshan Shunde Midea Water Dispenser Mft. Co. Ltd. | LAGO | CLCTPOU320UVF3 | Bottle type | Air-cooled | Free-standing | FALSE | Hot & Cold | 0.5 | 22 | 0.8 | 2020-07-22 | Low Capacity | 3 | 2.8212
Foshan Shunde Midea Water Dispenser Mft. Co. Ltd. | Primo | 601344 | Bottle type | Air-cooled | Free-standing | FALSE | Hot & Cold | 0.5 | 22 | 0.8 | 2020-07-22 | Low Capacity | 3 | 2.7735
Foshan Shunde Midea Water Dispenser Mft. Co. Ltd. | Primo | 601344-C | Bottle type | Air-cooled | Free-standing | FALSE | Hot & Cold | 0.5 | 22 | 0.8 | 2020-07-22 | Low Capacity | 3 | 2.7564
Foshan Shunde Midea Water Dispenser Mft. Co. Ltd. | Primo | 601268 | Bottle type | Air-cooled | Free-standing | FALSE | Hot & Cold | 0.5 | 22 | 0.8 | 2020-07-22 | Low Capacity | 3 | 3.0884
Foshan Shunde Midea Water Dispenser Mft. Co. Ltd. | Primo | 601324-C | Bottle type | Air-cooled | Free-standing | FALSE | Hot & Cold | 0.5 | 22 | 0.8 | 2020-07-22 | Low Capacity | 3 | 3.0502
Foshan Shunde Midea Water Dispenser Mft. Co. Ltd. | Primo | 601242-C | Bottle type | Air-cooled | Free-standing | FALSE | Hot & Cold | 0.5 | 22 | 0.8 | 2020-07-22 | Low Capacity | 3 | 3.0785
Foshan Shunde Midea Water Dispenser Mft. Co. Ltd. | Primo | 601269 | Bottle type | Air-cooled | Free-standing | FALSE | Hot & Cold | 0.5 | 22 | 0.8 | 2020-07-22 | Low Capacity | 3 | 2.9912
Foshan Shunde Midea Water Dispenser Mft. Co. Ltd. | Primo | 601269-C | Bottle type | Air-cooled | Free-standing | FALSE | Hot & Cold | 0.5 | 22 | 0.8 | 2020-07-22 | Low Capacity | 3 | 2.8364
Foshan Shunde Midea Water Dispenser Mft. Co. Ltd. | Brio | CL520CV | Bottle type | Air-cooled | Free-standing | FALSE | Hot & Cold | 0.5 | 22 | 0.7 | 2020-08-27 | Low Capacity | 3 | 2.9988
Foshan Shunde Midea Water Dispenser Mft. Co. Ltd. | LAGO | CL520CV | Bottle type | Air-cooled | Free-standing | FALSE | Hot & Cold | 0.5 | 22 | 0.7 | 2020-08-27 | Low Capacity | 3 | 2.81
Foshan Shunde Midea Water Dispenser Mft. Co. Ltd. | Brio | CL500CV | Bottle type | Air-cooled | Free-standing | FALSE | Hot & Cold | 0.5 | 22 | 0.7 | 2020-08-27 | Low Capacity | 3 | 2.941
Foshan Shunde Midea Water Dispenser Mft. Co. Ltd. | LAGO | CL500CV | Bottle type | Air-cooled | Free-standing | FALSE | Hot & Cold | 0.5 | 22 | 0.7 | 2020-08-27 | Low Capacity | 3 | 3.0097
NINGBO AQUART ELECTRICAL APPLIANCE CO., LTD. | Glacier Bay | BY570 | Bottle type | Air-cooled | Free-standing | FALSE | Hot & Cold | 0.5 | 25 | 0.7 | 2020-09-07 | Low Capacity | 3 | 3.0838
NINGBO AQUART ELECTRICAL APPLIANCE CO., LTD. | Glacier Bay | LY619 | Bottle type | Air-cooled | Free-standing | FALSE | Hot & Cold | 0.5 | 25 | 0.7 | 2020-09-07 | Low Capacity | 3 | 2.7602
NINGBO AQUART ELECTRICAL APPLIANCE CO., LTD. | Glacier Bay | BY569 | Bottle type | Air-cooled | Free-standing | FALSE | Hot & Cold | 0.5 | 25 | 0.8 | 2020-09-07 | Low Capacity | 3 | 2.9421
Foshan Shunde Midea Water Dispenser Mft. Co. Ltd. | LAGO | CLTL320SL | Bottle type | Air-cooled | Free-standing | FALSE | Hot & Cold | 0.5 | 22 | 0.8 | 2020-09-22 | Low Capacity | 3 | 2.7588
Foshan Shunde Midea Water Dispenser Mft. Co. Ltd. | LAGO | CLTL320WSL | Bottle type | Air-cooled | Free-standing | FALSE | Hot & Cold | 0.5 | 22 | 0.8 | 2020-09-22 | Low Capacity | 3 | 3.0147
Foshan Shunde Midea Water Dispenser Mft. Co. Ltd. | LAGO | CLTL320BSL | Bottle type | Air-cooled | Free-standing | FALSE | Hot & Cold | 0.5 | 22 | 0.8 | 2020-09-22 | Low Capacity | 3 | 2.8009
Foshan Shunde Midea Water Dispenser Mft. Co. Ltd. | Brio | CLTL320SL | Bottle type | Air-cooled | Free-standing | FALSE | Hot & Cold | 0.5 | 22 | 0.8 | 2020-09-22 | Low Capacity | 3 | 3.0711
Foshan Shunde Midea Water Dispenser Mft. Co. Ltd. | Brio | CLTL320WSL | Bottle type | Air-cooled | Free-standing | FALSE | Hot & Cold | 0.5 | 22 | 0.8 | 2020-09-22 | Low Capacity | 3 | 3.2012
Foshan Shunde Midea Water Dispenser Mft. Co. Ltd. | Brio | CLTL320BSL | Bottle type | Air-cooled | Free-standing | FALSE | Hot & Cold | 0.5 | 22 | 0.8 | 2020-09-22 | Low Capacity | 3 | 2.8042
Oasis International | Oasis | BAEMUV1SHSK | Bottle type | Air-cooled | Free-standing | FALSE | Hot & Cold | 0.5 | 42 | 0.8 | 2020-09-24 | Low Capacity | 3 | 2.8387
Oasis International | Oasis | BAEB1SHSK | Bottle type | Air-cooled | Free-standing | FALSE | Hot & Cold | 0.5 | 42 | 0.8 | 2020-09-24 | Low Capacity | 3 | 2.8089
Oasis International | Oasis | BAEMUV1SHSK-DU100 | Bottle type | Air-cooled | Free-standing | FALSE | Hot & Cold | 0.5 | 42 | 0.8 | 2020-09-24 | Low Capacity | 3 | 2.8156
Foshan Shunde Midea Water Dispenser Mft. Co. Ltd. | Primo | 601167-C | Bottle type | Air-cooled | Free-standing | FALSE | Hot & Cold | 0.5 | 22 | 0.8 | 2020-09-27 | Low Capacity | 3 | 2.8523
Foshan Shunde Midea Water Dispenser Mft. Co. Ltd. | Primo | 601178-C | Bottle type | Air-cooled | Free-standing | FALSE | Hot & Cold | 0.5 | 22 | 0.8 | 2020-09-27 | Low Capacity | 3 | 2.9395
Foshan Shunde Midea Water Dispenser Mft. Co. Ltd. | Primo | 601264-C | Bottle type | Air-cooled | Free-standing | FALSE | Hot & Cold | 0.5 | 22 | 0.8 | 2020-09-27 | Low Capacity | 3 | 2.94
Foshan Shunde Midea Water Dispenser Mft. Co. Ltd. | Primo | 601280-C | Bottle type | Air-cooled | Free-standing | FALSE | Hot & Cold | 0.5 | 22 | 0.8 | 2020-09-27 | Low Capacity | 3 | 2.8193
Foshan Shunde Midea Water Dispenser Mft. Co. Ltd. | Primo | 601280 | Bottle type | Air-cooled | Free-standing | FALSE | Hot & Cold | 0.5 | 22 | 0.8 | 2020-09-27 | Low Capacity | 3 | 2.8337
Foshan Shunde Midea Water Dispenser Mft. Co. Ltd. | Primo | 601326 | Bottle type | Air-cooled | Free-standing | FALSE | Hot & Cold | 0.5 | 22 | 0.8 | 2020-09-27 | Low Capacity | 3 | 3.0861
Foshan Shunde Midea Water Dispenser Mft. Co. Ltd. | Primo | 601326-C | Bottle type | Air-cooled | Free-standing | FALSE | Hot & Cold | 0.5 | 22 | 0.8 | 2020-09-27 | Low Capacity | 3 | 3.0663
Foshan Shunde Midea Water Dispenser Mft. Co. Ltd. | Primo | 601088-C | Bottle type | Air-cooled | Free-standing | FALSE | Hot & Cold | 0.5 | 22 | 0.8 | 2020-09-27 | Low Capacity | 3 | 3.1084
Foshan Shunde Midea Water Dispenser Mft. Co. Ltd. | LAGO | CLTL120V3 | Bottle type | Air-cooled | Free-standing | FALSE | Hot & Cold | 0.5 | 22 | 0.7 | 2020-09-27 | Low Capacity | 3 | 2.7858
Foshan Shunde Midea Water Dispenser Mft. Co. Ltd. | LAGO | CLTL100V3 | Bottle type | Air-cooled | Free-standing | FALSE | Hot & Cold | 0.5 | 22 | 0.7 | 2020-09-27 | Low Capacity | 3 | 3.002
Foshan Shunde Midea Water Dispenser Mft. Co. Ltd. | Brio | CLPOU720UVF3X | Point-of-use type | Air-cooled | Free-standing | FALSE | Hot & Cold | 0.5 | 22 | 0.7 | 2020-09-27 | Low Capacity | 3 | 3.1407
Foshan Shunde Midea Water Dispenser Mft. Co. Ltd. | Brio | CLPOU720UVRO4BK | Point-of-use type | Air-cooled | Free-standing | FALSE | Hot & Cold | 0.5 | 22 | 0.7 | 2020-09-27 | Low Capacity | 3 | 3.0088
Foshan Shunde Midea Water Dispenser Mft. Co. Ltd. | Brio | CLPOU720UVRO4TN | Point-of-use type | Air-cooled | Free-standing | FALSE | Hot & Cold | 0.5 | 22 | 0.7 | 2020-09-27 | Low Capacity | 3 | 3.0274
Foshan Shunde Midea Water Dispenser Mft. Co. Ltd. | Brio | CLPOU720UVF3IOT | Point-of-use type | Air-cooled | Free-standing | FALSE | Hot & Cold | 0.5 | 22 | 0.7 | 2020-09-27 | Low Capacity | 3 | 2.9996
Foshan Shunde Midea Water Dispenser Mft. Co. Ltd. | Brio | CLPOU720UVF3BLKIOT | Point-of-use type | Air-cooled | Free-standing | FALSE | Hot & Cold | 0.5 | 22 | 0.7 | 2020-09-27 | Low Capacity | 3 | 3.0259
Foshan Shunde Midea Water Dispenser Mft. Co. Ltd. | Brio | CLPOU720UVF3TUSIOT | Point-of-use type | Air-cooled | Free-standing | FALSE | Hot & Cold | 0.5 | 22 | 0.7 | 2020-09-27 | Low Capacity | 3 | 2.9624
Foshan Shunde Midea Water Dispenser Mft. Co. Ltd. | Brio | CLPOU720UVF3TUS | Point-of-use type | Air-cooled | Free-standing | FALSE | Hot & Cold | 0.5 | 22 | 0.7 | 2020-09-27 | Low Capacity | 3 | 3.2287
Foshan Shunde Midea Water Dispenser Mft. Co. Ltd. | Brio | CLPOU720UVRO4BKIOT | Point-of-use type | Air-cooled | Free-standing | FALSE | Hot & Cold | 0.5 | 22 | 0.7 | 2020-09-27 | Low Capacity | 3 | 2.8033
Foshan Shunde Midea Water Dispenser Mft. Co. Ltd. | Brio | CLPOU520UVF4BLK | Point-of-use type | Air-cooled | Free-standing | FALSE | Hot & Cold | 0.5 | 22 | 0.7 | 2020-09-27 | Low Capacity | 3 | 3.0433
Foshan Shunde Midea Water Dispenser Mft. Co. Ltd. | LAGO | CLPOU720UVF3X | Point-of-use type | Air-cooled | Free-standing | FALSE | Hot & Cold | 0.5 | 22 | 0.7 | 2020-09-27 | Low Capacity | 3 | 2.9123
Foshan Shunde Midea Water Dispenser Mft. Co. Ltd. | LAGO | CLPOU720UVRO4BK | Point-of-use type | Air-cooled | Free-standing | FALSE | Hot & Cold | 0.5 | 22 | 0.7 | 2020-09-27 | Low Capacity | 3 | 3.1764
Foshan Shunde Midea Water Dispenser Mft. Co. Ltd. | LAGO | CLPOU720UVRO4TN | Point-of-use type | Air-cooled | Free-standing | FALSE | Hot & Cold | 0.5 | 22 | 0.7 | 2020-09-27 | Low Capacity | 3 | 3.2016
Foshan Shunde Midea Water Dispenser Mft. Co. Ltd. | LAGO | CLPOU720UVF3IOT | Point-of-use type | Air-cooled | Free-standing | FALSE | Hot & Cold | 0.5 | 22 | 0.7 | 2020-09-27 | Low Capacity | 3 | 3.0271
Foshan Shunde Midea Water Dispenser Mft. Co. Ltd. | LAGO | CLPOU720UVF3BLKIOT | Point-of-use type | Air-cooled | Free-standing | FALSE | Hot & Cold | 0.5 | 22 | 0.7 | 2020-09-27 | Low Capacity | 3 | 3.0332
Foshan Shunde Midea Water Dispenser Mft. Co. Ltd. | LAGO | CLPOU720UVF3TUSIOT | Point-of-use type | Air-cooled | Free-standing | FALSE | Hot & Cold | 0.5 | 22 | 0.7 | 2020-09-27 | Low Capacity | 3 | 2.8422
Foshan Shunde Midea Water Dispenser Mft. Co. Ltd. | LAGO | CLPOU720UVF3TUS | Point-of-use type | Air-cooled | Free-standing | FALSE | Hot & Cold | 0.5 | 22 | 0.7 | 2020-09-27 | Low Capacity | 3 | 2.9798
Foshan Shunde Midea Water Dispenser Mft. Co. Ltd. | LAGO | CLPOU720UVRO4BKIOT | Point-of-use type | Air-cooled | Free-standing | FALSE | Hot & Cold | 0.5 | 22 | 0.7 | 2020-09-27 | Low Capacity | 3 | 2.9754
Foshan Shunde Midea Water Dispenser Mft. Co. Ltd. | LAGO | CLPOU520UVF4BLK | Point-of-use type | Air-cooled | Free-standing | FALSE | Hot & Cold | 0.5 | 22 | 0.7 | 2020-09-27 | Low Capacity | 3 | 2.9757
Foshan Shunde Midea Water Dispenser Mft. Co. Ltd. | Brio | CLBL320BSC | Bottle type | Air-cooled | Free-standing | FALSE | Hot & Cold | 0.5 | 22 | 0.7 | 2020-09-28 | Low Capacity | 3 | 2.8017
Foshan Shunde Midea Water Dispenser Mft. Co. Ltd. | LAGO | CLBL320BSC | Bottle type | Air-cooled | Free-standing | FALSE | Hot & Cold | 0.5 | 22 | 0.7 | 2020-09-28 | Low Capacity | 3 | 2.822
Foshan Shunde Midea Water Dispenser Mft. Co. Ltd. | Brio | CLBL320WSC | Bottle type | Air-cooled | Free-standing | FALSE | Hot & Cold | 0.5 | 22 | 0.7 | 2020-09-28 | Low Capacity | 3 | 2.9548
Foshan Shunde Midea Water Dispenser Mft. Co. Ltd. | LAGO | CLBL320WSC | Bottle type | Air-cooled | Free-standing | FALSE | Hot & Cold | 0.5 | 22 | 0.7 | 2020-09-28 | Low Capacity | 3 | 2.9707
Foshan Shunde Midea Water Dispenser Mft. Co. Ltd. | Brio | CLBL320SC | Bottle type | Air-cooled | Free-standing | FALSE | Hot & Cold | 0.5 | 22 | 0.7 | 2020-09-28 | Low Capacity | 3 | 2.944
Foshan Shunde Midea Water Dispenser Mft. Co. Ltd. | LAGO | CLBL320SC | Bottle type | Air-cooled | Free-standing | FALSE | Hot & Cold | 0.5 | 22 | 0.7 | 2020-09-28 | Low Capacity | 3 | 2.9223
Foshan Shunde Midea Water Dispenser Mft. Co. Ltd. | Brio | CLBL520SCBLK | Bottle type | Air-cooled | Free-standing | FALSE | Hot & Cold | 0.5 | 22 | 0.7 | 2020-09-28 | Low Capacity | 3 | 2.8781
Foshan Shunde Midea Water Dispenser Mft. Co. Ltd. | LAGO | CLBL520SCBLK | Bottle type | Air-cooled | Free-standing | FALSE | Hot & Cold | 0.5 | 22 | 0.7 | 2020-09-28 | Low Capacity | 3 | 2.9254
Foshan Shunde Midea Water Dispenser Mft. Co. Ltd. | Brio | CLBL720SCBLK | Bottle type | Air-cooled | Free-standing | FALSE | Hot & Cold | 0.5 | 22 | 0.7 | 2020-09-28 | Low Capacity | 3 | 3.043
Foshan Shunde Midea Water Dispenser Mft. Co. Ltd. | LAGO | CLBL720SCBLK | Bottle type | Air-cooled | Free-standing | FALSE | Hot & Cold | 0.5 | 22 | 0.7 | 2020-09-28 | Low Capacity | 3 | 3.1114
Foshan Shunde Midea Water Dispenser Mft. Co. Ltd. | Brio | CLTL520BLK | Bottle type | Air-cooled | Free-standing | FALSE | Hot & Cold | 0.5 | 22 | 0.5 | 2020-09-28 | Low Capacity | 3 | 3.2283
Foshan Shunde Midea Water Dispenser Mft. Co. Ltd. | LAGO | CLTL520BLK | Bottle type | Air-cooled | Free-standing | FALSE | Hot & Cold | 0.5 | 22 | 0.5 | 2020-09-28 | Low Capacity | 3 | 2.993
Foshan Shunde Midea Water Dispenser Mft. Co. Ltd. | Brio | CLBL720SCX | Bottle type | Air-cooled | Free-standing | FALSE | Hot & Cold | 0.5 | 22 | 0.7 | 2020-09-28 | Low Capacity | 3 | 2.996
Foshan Shunde Midea Water Dispenser Mft. Co. Ltd. | LAGO | CLBL720SCX | Bottle type | Air-cooled | Free-standing | FALSE | Hot & Cold | 0.5 | 22 | 0.7 | 2020-09-28 | Low Capacity | 3 | 3.0122
Foshan Shunde Midea Water Dispenser Mft. Co. Ltd. | Arctic King | YL1643S | Bottle type | Air-cooled | Free-standing | FALSE | Hot & Cold | 0.5 | 22 | 0.8 | 2020-10-13 | Low Capacity | 3 | 3.0777
Foshan Shunde Midea Water Dispenser Mft. Co. Ltd. | Brio | CLCTPOU720UVF3 | Bottle type | Air-cooled | Free-standing | FALSE | Hot & Cold | 0.5 | 22 | 0.8 | 2020-10-13 | Low Capacity | 3 | 2.9659
Foshan Shunde Midea Water Dispenser Mft. Co. Ltd. | LAGO | CLCTPOU720UVF3 | Bottle type | Air-cooled | Free-standing | FALSE | Hot & Cold | 0.5 | 22 | 0.8 | 2020-10-13 | Low Capacity | 3 | 2.781
Foshan Shunde Midea Water Dispenser Mft. Co. Ltd. | Brio | CLCTPOU720UVF3B | Bottle type | Air-cooled | Free-standing | FALSE | Hot & Cold | 0.5 | 22 | 0.8 | 2020-10-13 | Low Capacity | 3 | 2.9216
Foshan Shunde Midea Water Dispenser Mft. Co. Ltd. | LAGO | CLCTPOU720UVF3B | Bottle type | Air-cooled | Free-standing | FALSE | Hot & Cold | 0.5 | 22 | 0.8 | 2020-10-13 | Low Capacity | 3 | 2.7529
Foshan Shunde Midea Water Dispenser Mft. Co. Ltd. | Brio | CLCTPOU720UVF3T | Bottle type | Air-cooled | Free-standing | FALSE | Hot & Cold | 0.5 | 22 | 0.8 | 2020-10-13 | Low Capacity | 3 | 3.1574
Foshan Shunde Midea Water Dispenser Mft. Co. Ltd. | LAGO | CLCTPOU720UVF3T | Bottle type | Air-cooled | Free-standing | FALSE | Hot & Cold | 0.5 | 22 | 0.8 | 2020-10-13 | Low Capacity | 3 | 2.9572
Foshan Shunde Midea Water Dispenser Mft. Co. Ltd. | Brio | CLCTPOU720UVF3IOT | Bottle type | Air-cooled | Free-standing | FALSE | Hot & Cold | 0.5 | 22 | 0.8 | 2020-10-13 | Low Capacity | 3 | 2.96
Foshan Shunde Midea Water Dispenser Mft. Co. Ltd. | LAGO | CLCTPOU720UVF3IOT | Bottle type | Air-cooled | Free-standing | FALSE | Hot & Cold | 0.5 | 22 | 0.8 | 2020-10-13 | Low Capacity | 3 | 2.7731
Foshan Shunde Midea Water Dispenser Mft. Co. Ltd. | Brio | CLCTPOU720UVF3BIOT | Bottle type | Air-cooled | Free-standing | FALSE | Hot & Cold | 0.5 | 22 | 0.8 | 2020-10-13 | Low Capacity | 3 | 2.8132
Foshan Shunde Midea Water Dispenser Mft. Co. Ltd. | LAGO | CLCTPOU720UVF3BIOT | Bottle type | Air-cooled | Free-standing | FALSE | Hot & Cold | 0.5 | 22 | 0.8 | 2020-10-13 | Low Capacity | 3 | 2.8005
Foshan Shunde Midea Water Dispenser Mft. Co. Ltd. | Brio | CLCTPOU720UVF3TIOT | Bottle type | Air-cooled | Free-standing | FALSE | Hot & Cold | 0.5 | 22 | 0.8 | 2020-10-13 | Low Capacity | 3 | 3.0714
Foshan Shunde Midea Water Dispenser Mft. Co. Ltd. | LAGO | CLCTPOU720UVF3TIOT | Bottle type | Air-cooled | Free-standing | FALSE | Hot & Cold | 0.5 | 22 | 0.8 | 2020-10-13 | Low Capacity | 3 | 2.9847
Foshan Shunde Midea Water Dispenser Mft. Co. Ltd. | Brio | CLCTPOU520UVF2B | Bottle type | Air-cooled | Free-standing | FALSE | Hot & Cold | 0.5 | 22 | 0.8 | 2020-10-13 | Low Capacity | 3 | 2.7863
Foshan Shunde Midea Water Dispenser Mft. Co. Ltd. | LAGO | CLCTPOU520UVF2B | Bottle type | Air-cooled | Free-standing | FALSE | Hot & Cold | 0.5 | 22 | 0.8 | 2020-10-13 | Low Capacity | 3 | 3.0559
Foshan Shunde Midea Water Dispenser Mft. Co. Ltd. | Primo | 601132-C | Bottle type | Air-cooled | Free-standing | FALSE | Hot & Cold | 0.5 | 22 | 0.8 | 2020-10-13 | Low Capacity | 3 | 3.1379
Foshan Shunde Midea Water Dispenser Mft. Co. Ltd. | Brio | CLBL720SCZ | Bottle type | Air-cooled | Free-standing | FALSE | Hot & Cold | 0.5 | 22 | 0.7 | 2020-11-26 | Low Capacity | 3 | 2.7969
Foshan Shunde Midea Water Dispenser Mft. Co. Ltd. | Brio | CLBL720SCXBLK | Bottle type | Air-cooled | Free-standing | FALSE | Hot & Cold | 0.5 | 22 | 0.7 | 2020-11-26 | Low Capacity | 3 | 2.9655
Foshan Shunde Midea Water Dispenser Mft. Co. Ltd. | Brio | CLBL720SCZBLK | Bottle type | Air-cooled | Free-standing | FALSE | Hot & Cold | 0.5 | 22 | 0.7 | 2020-11-26 | Low Capacity | 3 | 3.2424
Foshan Shunde Midea Water Dispenser Mft. Co. Ltd. | Brio | CLCTPOU720UVF3X | Bottle type | Air-cooled | Free-standing | FALSE | Hot & Cold | 0.5 | 22 | 0.8 | 2020-11-26 | Low Capacity | 3 | 3.046
Foshan Shunde Midea Water Dispenser Mft. Co. Ltd. | Brio | CLCTPOU720UVF3Z | Bottle type | Air-cooled | Free-standing | FALSE | Hot & Cold | 0.5 | 22 | 0.8 | 2020-11-26 | Low Capacity | 3 | 2.9874
Foshan Shunde Midea Water Dispenser Mft. Co. Ltd. | Brio | CLCTPOU720UV3XB | Bottle type | Air-cooled | Free-standing | FALSE | Hot & Cold | 0.5 | 22 | 0.8 | 2020-11-26 | Low Capacity | 3 | 3.0306
Foshan Shunde Midea Water Dispenser Mft. Co. Ltd. | Brio | CLCTPOU720UV3ZB | Bottle type | Air-cooled | Free-standing | FALSE | Hot & Cold | 0.5 | 22 | 0.8 | 2020-11-26 | Low Capacity | 3 | 2.9464
Foshan Shunde Midea Water Dispenser Mft. Co. Ltd. | Brio | CLPOU720UVF3Z | Point-of-use type | Air-cooled | Free-standing | FALSE | Hot & Cold | 0.5 | 22 | 0.7 | 2020-11-26 | Low Capacity | 3 | 3.2275
Foshan Shunde Midea Water Dispenser Mft. Co. Ltd. | Brio | CLPOU720UVF3XB | Point-of-use type | Air-cooled | Free-standing | FALSE | Hot & Cold | 0.5 | 22 | 0.7 | 2020-11-26 | Low Capacity | 3 | 3.1666
Foshan Shunde Midea Water Dispenser Mft. Co. Ltd. | Brio | CLPOU720UVF3ZB | Point-of-use type | Air-cooled | Free-standing | FALSE | Hot & Cold | 0.5 | 22 | 0.7 | 2020-11-26 | Low Capacity | 3 | 3.1203
Foshan Shunde Midea Water Dispenser Mft. Co. Ltd. | Brio | CLNLPOU520UVF2 | Point-of-use type | Air-cooled | Free-standing | FALSE | Hot & Cold | 0.5 | 22 | 0.7 | 2020-11-26 | Low Capacity | 3 | 3.0135
Foshan Shunde Midea Water Dispenser Mft. Co. Ltd. | Brio | CLNLPOU520UVF2B | Point-of-use type | Air-cooled | Free-standing | FALSE | Hot & Cold | 0.5 | 22 | 0.7 | 2020-11-26 | Low Capacity | 3 | 3.0747
Foshan Shunde Midea Water Dispenser Mft. Co. Ltd. | Brio | CLNLPOU420UVF2 | Point-of-use type | Air-cooled | Free-standing | FALSE | Hot & Cold | 0.5 | 22 | 0.7 | 2020-11-26 | Low Capacity | 3 | 3.1013
Foshan Shunde Midea Water Dispenser Mft. Co. Ltd. | Brio | CLNLPOU720UVF2 | Point-of-use type | Air-cooled | Free-standing | FALSE | Hot & Cold | 0.5 | 22 | 0.7 | 2020-11-26 | Low Capacity | 3 | 2.8231
Foshan Shunde Midea Water Dispenser Mft. Co. Ltd. | Brio | CLNLPOU720UVF2B | Point-of-use type | Air-cooled | Free-standing | FALSE | Hot & Cold | 0.5 | 22 | 0.7 | 2020-11-26 | Low Capacity | 3 | 2.7977
Foshan Shunde Midea Water Dispenser Mft. Co. Ltd. | Brio | CLNLPOU320UVF2 | Point-of-use type | Air-cooled | Free-standing | FALSE | Hot & Cold | 0.5 | 22 | 0.7 | 2020-11-26 | Low Capacity | 3 | 2.7766
Foshan Shunde Midea Water Dispenser Mft. Co. Ltd. | Brio | CLPOU520UVRO4 | Point-of-use type | Air-cooled | Free-standing | FALSE | Hot & Cold | 0.5 | 22 | 0.7 | 2020-11-26 | Low Capacity | 3 | 2.9684
Foshan Shunde Midea Water Dispenser Mft. Co. Ltd. | Brio | CLPOU520UVROBLK | Point-of-use type | Air-cooled | Free-standing | FALSE | Hot & Cold | 0.5 | 22 | 0.7 | 2020-11-26 | Low Capacity | 3 | 2.7949
Foshan Shunde Midea Water Dispenser Mft. Co. Ltd. | Brio | CLPOU720UVRO4X | Point-of-use type | Air-cooled | Free-standing | FALSE | Hot & Cold | 0.5 | 22 | 0.7 | 2020-11-26 | Low Capacity | 3 | 3.2485
Foshan Shunde Midea Water Dispenser Mft. Co. Ltd. | LAGO | CLBL720SCZ | Bottle type | Air-cooled | Free-standing | FALSE | Hot & Cold | 0.5 | 22 | 0.7 | 2020-11-26 | Low Capacity | 3 | 3.1683
Foshan Shunde Midea Water Dispenser Mft. Co. Ltd. | LAGO | CLBL720SCXBLK | Bottle type | Air-cooled | Free-standing | FALSE | Hot & Cold | 0.5 | 22 | 0.7 | 2020-11-26 | Low Capacity | 3 | 2.9329
Foshan Shunde Midea Water Dispenser Mft. Co. Ltd. | LAGO | CLBL720SCZBLK | Bottle type | Air-cooled | Free-standing | FALSE | Hot & Cold | 0.5 | 22 | 0.7 | 2020-11-26 | Low Capacity | 3 | 3.1823
Foshan Shunde Midea Water Dispenser Mft. Co. Ltd. | LAGO | CLCTPOU720UVF3X | Bottle type | Air-cooled | Free-standing | FALSE | Hot & Cold | 0.5 | 22 | 0.8 | 2020-11-26 | Low Capacity | 3 | 2.7997
Foshan Shunde Midea Water Dispenser Mft. Co. Ltd. | LAGO | CLCTPOU720UVF3Z | Bottle type | Air-cooled | Free-standing | FALSE | Hot & Cold | 0.5 | 22 | 0.8 | 2020-11-26 | Low Capacity | 3 | 3.0003
Foshan Shunde Midea Water Dispenser Mft. Co. Ltd. | LAGO | CLCTPOU720UV3XB | Bottle type | Air-cooled | Free-standing | FALSE | Hot & Cold | 0.5 | 22 | 0.8 | 2020-11-26 | Low Capacity | 3 | 3.1564
Foshan Shunde Midea Water Dispenser Mft. Co. Ltd. | LAGO | CLCTPOU720UV3ZB | Bottle type | Air-cooled | Free-standing | FALSE | Hot & Cold | 0.5 | 22 | 0.8 | 2020-11-26 | Low Capacity | 3 | 2.9528
Foshan Shunde Midea Water Dispenser Mft. Co. Ltd. | LAGO | CLPOU720UVF3Z | Point-of-use type | Air-cooled | Free-standing | FALSE | Hot & Cold | 0.5 | 22 | 0.7 | 2020-11-26 | Low Capacity | 3 | 3.2111
Foshan Shunde Midea Water Dispenser Mft. Co. Ltd. | LAGO | CLPOU720UVF3XB | Point-of-use type | Air-cooled | Free-standing | FALSE | Hot & Cold | 0.5 | 22 | 0.7 | 2020-11-26 | Low Capacity | 3 | 3.1172
Foshan Shunde Midea Water Dispenser Mft. Co. Ltd. | LAGO | CLPOU720UVF3ZB | Point-of-use type | Air-cooled | Free-standing | FALSE | Hot & Cold | 0.5 | 22 | 0.7 | 2020-11-26 | Low Capacity | 3 | 3.1483
Foshan Shunde Midea Water Dispenser Mft. Co. Ltd. | LAGO | CLNLPOU520UVF2 | Point-of-use type | Air-cooled | Free-standing | FALSE | Hot & Cold | 0.5 | 22 | 0.7 | 2020-11-26 | Low Capacity | 3 | 2.8634
Foshan Shunde Midea Water Dispenser Mft. Co. Ltd. | LAGO | CLNLPOU520UVF2B | Point-of-use type | Air-cooled | Free-standing | FALSE | Hot & Cold | 0.5 | 22 | 0.7 | 2020-11-26 | Low Capacity | 3 | 3.0603
Foshan Shunde Midea Water Dispenser Mft. Co. Ltd. | LAGO | CLNLPOU420UVF2 | Point-of-use type | Air-cooled | Free-standing | FALSE | Hot & Cold | 0.5 | 22 | 0.7 | 2020-11-26 | Low Capacity | 3 | 3.0495
Foshan Shunde Midea Water Dispenser Mft. Co. Ltd. | LAGO | CLNLPOU720UVF2 | Point-of-use type | Air-cooled | Free-standing | FALSE | Hot & Cold | 0.5 | 22 | 0.7 | 2020-11-26 | Low Capacity | 3 | 3.1605
Foshan Shunde Midea Water Dispenser Mft. Co. Ltd. | LAGO | CLNLPOU720UVF2B | Point-of-use type | Air-cooled | Free-standing | FALSE | Hot & Cold | 0.5 | 22 | 0.7 | 2020-11-26 | Low Capacity | 3 | 3.2155
Foshan Shunde Midea Water Dispenser Mft. Co. Ltd. | LAGO | CLNLPOU320UVF2 | Point-of-use type | Air-cooled | Free-standing | FALSE | Hot & Cold | 0.5 | 22 | 0.7 | 2020-11-26 | Low Capacity | 3 | 2.7828
Foshan Shunde Midea Water Dispenser Mft. Co. Ltd. | LAGO | CLPOU520UVRO4 | Point-of-use type | Air-cooled | Free-standing | FALSE | Hot & Cold | 0.5 | 22 | 0.7 | 2020-11-26 | Low Capacity | 3 | 2.8503
Foshan Shunde Midea Water Dispenser Mft. Co. Ltd. | LAGO | CLPOU520UVROBLK | Point-of-use type | Air-cooled | Free-standing | FALSE | Hot & Cold | 0.5 | 22 | 0.7 | 2020-11-26 | Low Capacity | 3 | 2.8732
Foshan Shunde Midea Water Dispenser Mft. Co. Ltd. | LAGO | CLPOU720UVRO4X | Point-of-use type | Air-cooled | Free-standing | FALSE | Hot & Cold | 0.5 | 22 | 0.7 | 2020-11-26 | Low Capacity | 3 | 2.9729
Foshan Shunde Midea Water Dispenser Mft. Co. Ltd. | Avalon | A3F | Bottle type | Air-cooled | Free-standing | FALSE | Hot & Cold | 0.5 | 22 | 0.7 | 2021-01-24 | Low Capacity | 3 | 3.0919
Foshan Shunde Midea Water Dispenser Mft. Co. Ltd. | Avalon | A4F | Bottle type | Air-cooled | Free-standing | FALSE | Hot & Cold | 0.5 | 22 | 0.7 | 2021-01-24 | Low Capacity | 3 | 2.9775
Water Solutions (HongKong), Ltd. | MTN Vision | IW215LXES | Point-of-use type | Air-cooled | Free-standing | FALSE | Hot & Cold | 0.5 | 45 | 1.1 | 2010-04-27 | Low Capacity | 3 | 2.9394
Water Solutions (HongKong), Ltd. | MTN Products, Inc. | RS210ESS | Bottle type | Air-cooled | Free-standing | FALSE | Hot & Cold | 0.5 | 45 | 1.1 | 2010-03-05 | Low Capacity | 3 | 3.1481
Water Solutions (HongKong), Ltd. | MTN Reflection | VW210ESS | Bottle type | Air-cooled | Free-standing | FALSE | Hot & Cold | 0.5 | 45 | 1.1 | 2010-04-27 | Low Capacity | 3 | 3.1402
Water Solutions (HongKong), Ltd. | MTN Vision | VB210LXES | Bottle type | Air-cooled | Free-standing | FALSE | Hot & Cold | 0.5 | 45 | 1.1 | 2010-04-27 | Low Capacity | 3 | 2.783
Foshan Shunde Midea Water Dispenser Mft. Co. Ltd. | Primo | 601158 | Bottle type | Air-cooled | Free-standing | FALSE | Hot & Cold | 0.5 | 22 | 0.7 | 2015-01-29 | Low Capacity | 3 | 3.0106
Water Solutions (HongKong), Ltd. | MTN Vision | RB210EZESS | Bottle type | Air-cooled | Free-standing | FALSE | Hot & Cold | 0.5 | 45 | 1.1 | 2010-04-27 | Low Capacity | 3 | 2.9327
Water Solutions (HongKong), Ltd. | MTN Reflection | RP210EZES | Bottle type | Air-cooled | Free-standing | FALSE | Hot & Cold | 0.5 | 45 | 1.1 | 2010-04-27 | Low Capacity | 3 | 2.7622
Guangdong Midea Consumer Electric Manufacturing Co., Ltd. | Primo | 601131 | Bottle type | Air-cooled | Free-standing | FALSE | Hot & Cold | 0.5 | 22 | 0.7 | 2014-09-17 | Low Capacity | 3 | 3.1988
Water Solutions (HongKong), Ltd. | MTN Products, Inc. | IB210EZESS | Bottle type | Air-cooled | Free-standing | FALSE | Hot & Cold | 0.5 | 45 | 1.1 | 2010-03-05 | Low Capacity | 3 | 3.2247
Formosa Prosonic Industries Berhad | IGO Direct | F828H(OPP-POU) | Point-of-use type | Air-cooled | Free-standing | FALSE | Hot & Cold | 0.5 | 45 | 1 | 2012-08-15 | Low Capacity | 3 | 2.8191
Water Solutions (HongKong), Ltd. | MTN Products, Inc. | VB210EZES | Bottle type | Air-cooled | Free-standing | FALSE | Hot & Cold | 0.5 | 45 | 1.1 | 2010-03-05 | Low Capacity | 3 | 3.1597
Water Solutions (HongKong), Ltd. | MTN Products, Inc. | IB215LXESS | Bottle type | Air-cooled | Free-standing | FALSE | Hot & Cold | 0.5 | 45 | 1.1 | 2010-03-05 | Low Capacity | 3 | 2.8112
Water Solutions (HongKong), Ltd. | MTN Reflection | RP210ES | Bottle type | Air-cooled | Free-standing | FALSE | Hot & Cold | 0.5 | 45 | 1.1 | 2010-04-27 | Low Capacity | 3 | 3.0619
Water Solutions (HongKong), Ltd. | MTN Vision | IW215ESS | Point-of-use type | Air-cooled | Free-standing | FALSE | Hot & Cold | 0.5 | 45 | 1.1 | 2010-04-27 | Low Capacity | 3 | 2.8905
Water Solutions (HongKong), Ltd. | MTN Reflection | RS210ESS | Bottle type | Air-cooled | Free-standing | FALSE | Hot & Cold | 0.5 | 45 | 1.1 | 2010-04-27 | Low Capacity | 3 | 3.0669
Water Solutions (HongKong), Ltd. | MTN Reflection | VW215ESS | Point-of-use type | Air-cooled | Free-standing | FALSE | Hot & Cold | 0.5 | 45 | 1.1 | 2010-04-27 | Low Capacity | 3 | 2.964
Foshan Shunde Midea Water Dispenser Mft. Co. Ltd. | Primo | 601088 | Bottle type | Air-cooled | Free-standing | FALSE | Hot & Cold | 0.5 | 22 | 0.8 | 2014-09-05 | Low Capacity | 3 | 2.9839
Water Solutions (HongKong), Ltd. | MTN Vision | IB210LXESS | Bottle type | Air-cooled | Free-standing | FALSE | Hot & Cold | 0.5 | 45 | 1.1 | 2010-04-27 | Low Capacity | 3 | 3.0336
Foshan Shunde Midea Water Dispenser Mft. Co. Ltd. | Hamilton Beach | BL-2-4 | Bottle type | Air-cooled | Free-standing | FALSE | Hot & Cold | 0.5 | 22 | 0.8 | 2015-01-29 | Low Capacity | 3 | 2.9333
Oasis International | Oasis | BPD1SK | Bottle type | Air-cooled | Free-standing | FALSE | Cook (ambient) & Cold | 0.5 |  | 0.1 | 2011-01-05 | Low Capacity | 2 | 1.9734
Water Solutions (HongKong), Ltd. | MTN Reflection | RS 115 ES | Point-of-use type | Air-cooled | Free-standing | FALSE | Cook (ambient) & Cold | 0.5 | 45 | 1.1 | 2010-09-28 | Low Capacity | 2 | 1.7658
Water Solutions (HongKong), Ltd. | MTN Products, Inc. | VB210LXEZESS | Bottle type | Air-cooled | Free-standing | FALSE | Hot & Cold | 0.5 | 45 | 1.1 | 2010-03-05 | Low Capacity | 3 | 3.0952
Water Solutions (HongKong), Ltd. | MTN Reflection | RS 110 EZ ES | Bottle type | Air-cooled | Free-standing | FALSE | Cook (ambient) & Cold | 0.5 | 45 | 1.1 | 2010-09-28 | Low Capacity | 2 | 2.0364
Water Solutions (HongKong), Ltd. | MTN Inspiration | DW210ES | Bottle type | Air-cooled | Free-standing | FALSE | Hot & Cold | 0.5 | 45 | 1.1 | 2010-04-27 | Low Capacity | 3 | 3.0885
Foshan Shunde Midea Water Dispenser Mft. Co. Ltd. | Primo | 601131 | Bottle type | Air-cooled | Free-standing | FALSE | Hot & Cold | 0.5 | 22 | 0.7 | 2014-09-05 | Low Capacity | 3 | 2.9451
Water Solutions (HongKong), Ltd. | MTN Vision | VB 110 LX ES | Bottle type | Air-cooled | Free-standing | FALSE | Cook (ambient) & Cold | 0.5 | 45 | 1.1 | 2010-09-28 | Low Capacity | 2 | 2.2271
Foshan Shunde Midea Water Dispenser Mft. Co. Ltd. | Kissla | 601154 | Bottle type | Air-cooled | Free-standing | FALSE | Hot & Cold | 0.5 | 22 | 0.8 | 2014-09-05 | Low Capacity | 3 | 3.2054
Water Solutions (HongKong), Ltd. | MTN Reflection | IB210LXEZESS | Bottle type | Air-cooled | Free-standing | FALSE | Hot & Cold | 0.5 | 45 | 1.1 | 2010-04-27 | Low Capacity | 3 | 3.1414
Water Solutions (HongKong), Ltd. | MTN Vision | DW210EZESS | Bottle type | Air-cooled | Free-standing | FALSE | Hot & Cold | 0.5 | 45 | 1.1 | 2010-04-27 | Low Capacity | 3 | 2.8009
Water Solutions (HongKong), Ltd. | MTN Products, Inc. | IB210ES | Bottle type | Air-cooled | Free-standing | FALSE | Hot & Cold | 0.5 | 45 | 1.1 | 2010-03-05 | Low Capacity | 3 | 2.7868
Water Solutions (HongKong), Ltd. | MTN Vision | VW 110 LX ES | Bottle type | Air-cooled | Free-standing | FALSE | Cook (ambient) & Cold | 0.5 | 45 | 1.1 | 2010-09-28 | Low Capacity | 2 | 1.825
Water Solutions (HongKong), Ltd. | MTN Vision | RS215ESS | Point-of-use type | Air-cooled | Free-standing | FALSE | Hot & Cold | 0.5 | 45 | 1.1 | 2010-04-27 | Low Capacity | 3 | 3.2294
Foshan Shunde Midea Water Dispenser Mft. Co. Ltd. | Primo | 900127 | Bottle type | Air-cooled | Free-standing | FALSE | Hot & Cold | 0.5 | 22 | 0.7 | 2015-01-29 | Low Capacity | 3 | 2.9571
Water Solutions (HongKong), Ltd. | MTN Products, Inc. | VB215ES | Bottle type | Air-cooled | Free-standing | FALSE | Hot & Cold | 0.5 | 45 | 1.1 | 2010-03-05 | Low Capacity | 3 | 2.7735
Water Solutions (HongKong), Ltd. | MTN Inspiration | VB215LXESS | Point-of-use type | Air-cooled | Free-standing | FALSE | Hot & Cold | 0.5 | 45 | 1.1 | 2010-04-27 | Low Capacity | 3 | 3.105
Foshan Shunde Midea Water Dispenser Mft. Co. Ltd. | Hamilton Beach | BL-3-4 | Bottle type | Air-cooled | Free-standing | FALSE | Hot & Cold | 0.5 | 22 | 0.8 | 2014-09-05 | Low Capacity | 3 | 2.8386
Water Solutions (HongKong), Ltd. | MTN Vision | VW210EZESS | Bottle type | Air-cooled | Free-standing | FALSE | Hot & Cold | 0.5 | 45 | 1.1 | 2010-04-27 | Low Capacity | 3 | 2.7922
Water Solutions (HongKong), Ltd. | MTN Products, Inc. | RB210ES | Bottle type | Air-cooled | Free-standing | FALSE | Hot & Cold | 0.5 | 45 | 1.1 | 2010-03-05 | Low Capacity | 3 | 3.2276
Foshan Shunde Midea Water Dispenser Mft. Co. Ltd. | Primo | 601141 | Bottle type | Air-cooled | Free-standing | FALSE | Hot & Cold | 0.5 | 22 | 0.7 | 2014-09-05 | Low Capacity | 3 | 3.0042
Foshan Shunde Midea Water Dispenser Mft. Co. Ltd. | Primo | 900118 | Bottle type | Air-cooled | Free-standing | FALSE | Hot & Cold | 0.5 | 22 | 0.7 | 2015-01-29 | Low Capacity | 3 | 2.9574
Water Solutions (HongKong), Ltd. | MTN Products, Inc. | VB215ESS | Point-of-use type | Air-cooled | Free-standing | FALSE | Hot & Cold | 0.5 | 45 | 1.1 | 2010-04-27 | Low Capacity | 3 | 3.2077
Water Solutions (HongKong), Ltd. | MTN Products, Inc. | IB210EZES | Bottle type | Air-cooled | Free-standing | FALSE | Hot & Cold | 0.5 | 45 | 1.1 | 2010-03-05 | Low Capacity | 3 | 3.08
Foshan Shunde Midea Water Dispenser Mft. Co. Ltd. | Primo | 601118 | Bottle type | Air-cooled | Free-standing | FALSE | Hot & Cold | 0.5 | 22 | 0.8 | 2014-09-05 | Low Capacity | 3 | 2.9743
Water Solutions (HongKong), Ltd. | MTN Vision | VB 115 LX ES | Point-of-use type | Air-cooled | Free-standing | FALSE | Cook (ambient) & Cold | 0.5 | 45 | 1.1 | 2010-09-28 | Low Capacity | 2 | 1.8303
Foshan Shunde Midea Water Dispenser Mft. Co. Ltd. | Primo | 601202 | Bottle type | Air-cooled | Free-standing | FALSE | Hot & Cold | 0.5 | 22 | 0.8 | 2015-03-12 | Low Capacity | 3 | 2.8939
Water Solutions (HongKong), Ltd. | MTN Products, Inc. | IB215ES | Point-of-use type | Air-cooled | Free-standing | FALSE | Hot & Cold | 0.5 | 45 | 1.1 | 2010-04-27 | Low Capacity | 3 | 3.0378
Water Solutions (HongKong), Ltd. | MTN Inspiration | IW210LXEZESS | Bottle type | Air-cooled | Free-standing | FALSE | Hot & Cold | 0.5 | 45 | 1.1 | 2010-04-27 | Low Capacity | 3 | 2.7937
Water Solutions (HongKong), Ltd. | MTN Products, Inc. | VW215LXESS | Bottle type | Air-cooled | Free-standing | FALSE | Hot & Cold | 0.5 | 45 | 1.1 | 2010-03-05 | Low Capacity | 3 | 2.9469
Foshan Shunde Midea Water Dispenser Mft. Co. Ltd. | Kissla | 601163 | Bottle type | Air-cooled | Free-standing | FALSE | Hot & Cold | 0.5 | 22 | 0.8 | 2014-09-05 | Low Capacity | 3 | 2.9758
Water Solutions (HongKong), Ltd. | MTN Products, Inc. | IB210LXESS | Bottle type | Air-cooled | Free-standing | FALSE | Hot & Cold | 0.5 | 45 | 1.1 | 2010-03-05 | Low Capacity | 3 | 3.2103
Foshan Shunde Midea Water Dispenser Mft. Co. Ltd. | Hamilton Beach | BL-4-4 | Bottle type | Air-cooled | Free-standing | FALSE | Hot & Cold | 0.5 | 22 | 0.8 | 2014-09-05 | Low Capacity | 3 | 2.933
Foshan Shunde Midea Water Dispenser Mft. Co. Ltd. | Primo | 601090 | Bottle type | Air-cooled | Free-standing | FALSE | Hot & Cold | 0.5 | 22 | 0.8 | 2015-01-29 | Low Capacity | 3 | 2.9596
Water Solutions (HongKong), Ltd. | MTN Reflection | DW210EZES | Bottle type | Air-cooled | Free-standing | FALSE | Hot & Cold | 0.5 | 45 | 1.1 | 2010-04-27 | Low Capacity | 3 | 2.8837
Water Solutions (HongKong), Ltd. | MTN Inspiration | IB210LXES | Bottle type | Air-cooled | Free-standing | FALSE | Hot & Cold | 0.5 | 45 | 1.1 | 2010-04-27 | Low Capacity | 3 | 3.1187
Water Solutions (HongKong), Ltd. | MTN Reflection | VB210ES | Bottle type | Air-cooled | Free-standing | FALSE | Hot & Cold | 0.5 | 45 | 1.1 | 2010-04-27 | Low Capacity | 3 | 2.7646
Water Solutions (HongKong), Ltd. | MTN Inspiration | DW210EZES | Bottle type | Air-cooled | Free-standing | FALSE | Hot & Cold | 0.5 | 45 | 1.1 | 2010-04-27 | Low Capacity | 3 | 2.7808
Water Solutions (HongKong), Ltd. | MTN Vision | VW215LXES | Point-of-use type | Air-cooled | Free-standing | FALSE | Hot & Cold | 0.5 | 45 | 1.1 | 2010-04-27 | Low Capacity | 3 | 2.9807
Water Solutions (HongKong), Ltd. | MTN Products, Inc. | IW215LXES | Bottle type | Air-cooled | Free-standing | FALSE | Hot & Cold | 0.5 | 45 | 1.1 | 2010-03-05 | Low Capacity | 3 | 3.2284
Water Solutions (HongKong), Ltd. | MTN Vision | VW210ESS | Bottle type | Air-cooled | Free-standing | FALSE | Hot & Cold | 0.5 | 45 | 1.1 | 2010-04-27 | Low Capacity | 3 | 3.0771
Water Solutions (HongKong), Ltd. | MTN Vision | VW210LXEZESS | Bottle type | Air-cooled | Free-standing | FALSE | Hot & Cold | 0.5 | 45 | 1.1 | 2010-04-27 | Low Capacity | 3 | 2.7574
Foshan Shunde Midea Water Dispenser Mft. Co. Ltd. | Kissla | 601172 | Bottle type | Air-cooled | Free-standing | FALSE | Hot & Cold | 0.5 | 22 | 0.8 | 2014-09-05 | Low Capacity | 3 | 3.1315
Foshan Shunde Midea Water Dispenser Mft. Co. Ltd. | Primo | 601143 | Bottle type | Air-cooled | Free-standing | FALSE | Hot & Cold | 0.5 | 22 | 0.8 | 2015-01-29 | Low Capacity | 3 | 3.1798
Water Solutions (HongKong), Ltd. | MTN Inspiration | IW215LXESS | Point-of-use type | Air-cooled | Free-standing | FALSE | Hot & Cold | 0.5 | 45 | 1.1 | 2010-04-27 | Low Capacity | 3 | 3.177
Foshan Shunde Midea Water Dispenser Mft. Co. Ltd. | Primo | 900128 | Bottle type | Air-cooled | Free-standing | FALSE | Hot & Cold | 0.5 | 22 | 0.7 | 2015-01-29 | Low Capacity | 3 | 2.7907
Water Solutions (HongKong), Ltd. | MTN Reflection | VB210LXEZESS | Bottle type | Air-cooled | Free-standing | FALSE | Hot & Cold | 0.5 | 45 | 1.1 | 2010-04-27 | Low Capacity | 3 | 3.238
Foshan Shunde Midea Water Dispenser Mft. Co. Ltd. | Primo | 601146 | Bottle type | Air-cooled | Free-standing | FALSE | Hot & Cold | 0.5 | 22 | 0.8 | 2015-01-29 | Low Capacity | 3 | 2.897
Water Solutions (HongKong), Ltd. | MTN Reflection | VW215LXES | Point-of-use type | Air-cooled | Free-standing | FALSE | Hot & Cold | 0.5 | 45 | 1.1 | 2010-04-27 | Low Capacity | 3 | 2.8237
Water Solutions (HongKong), Ltd. | MTN Vision | VB215LXES | Point-of-use type | Air-cooled | Free-standing | FALSE | Hot & Cold | 0.5 | 45 | 1.1 | 2010-04-27 | Low Capacity | 3 | 3.0459
Water Solutions (HongKong), Ltd. | MTN Inspiration | IB210EZESS | Bottle type | Air-cooled | Free-standing | FALSE | Hot & Cold | 0.5 | 45 | 1.1 | 2010-04-27 | Low Capacity | 3 | 2.8133
Water Solutions (HongKong), Ltd. | MTN Vision | IW210LXES | Bottle type | Air-cooled | Free-standing | FALSE | Hot & Cold | 0.5 | 45 | 1.1 | 2010-04-27 | Low Capacity | 3 | 2.9845
Foshan Shunde Midea Water Dispenser Mft. Co. Ltd. | Kissla | 601155 | Bottle type | Air-cooled | Free-standing | FALSE | Hot & Cold | 0.5 | 22 | 0.8 | 2014-09-05 | Low Capacity | 3 | 3.0552
Water Solutions (HongKong), Ltd. | MTN Inspiration | IB 110 LX EZ ES | Bottle type | Air-cooled | Free-standing | FALSE | Cook (ambient) & Cold | 0.5 | 45 | 1.1 | 2010-09-28 | Low Capacity | 2 | 1.982
Foshan Shunde Midea Water Dispenser Mft. Co. Ltd. | Primo | 601086 | Bottle type | Air-cooled | Free-standing | FALSE | Hot & Cold | 0.5 | 22 | 0.7 | 2015-01-29 | Low Capacity | 3 | 3.0014
Foshan Shunde Midea Water Dispenser Mft. Co. Ltd. | Kissla | 601162 | Bottle type | Air-cooled | Free-standing | FALSE | Hot & Cold | 0.5 | 22 | 0.7 | 2015-01-29 | Low Capacity | 3 | 2.9158
Guangdong Midea Consumer Electric Manufacturing Co., Ltd. | Primo | 601165 | Bottle type | Air-cooled | Free-standing | FALSE | Hot & Cold | 0.5 | 22 | 0.8 | 2014-09-17 | Low Capacity | 3 | 2.9401
Water Solutions (HongKong), Ltd. | MTN Products, Inc. | VW210EZES | Bottle type | Air-cooled | Free-standing | FALSE | Hot & Cold | 0.5 | 45 | 1.1 | 2010-03-05 | Low Capacity | 3 | 3.0586
Guangdong Midea Consumer Electric Manufacturing Co., Ltd. | Primo | 601144 | Bottle type | Air-cooled | Free-standing | FALSE | Hot & Cold | 0.5 | 22 | 0.8 | 2014-09-17 | Low Capacity | 3 | 2.8336
Water Solutions (HongKong), Ltd. | MTN Products, Inc. | VB215LXESS | Bottle type | Air-cooled | Free-standing | FALSE | Hot & Cold | 0.5 | 45 | 1.1 | 2010-03-05 | Low Capacity | 3 | 3.0233
Foshan Shunde Midea Water Dispenser Mft. Co. Ltd. | Primo | 900183 | Bottle type | Air-cooled | Free-standing | FALSE | Hot & Cold | 0.5 | 22 | 0.7 | 2014-09-05 | Low Capacity | 3 | 3.0246
Foshan Shunde Midea Water Dispenser Mft. Co. Ltd. | Kissla | 601153 | Bottle type | Air-cooled | Free-standing | FALSE | Hot & Cold | 0.5 | 22 | 0.7 | 2015-01-29 | Low Capacity | 3 | 2.8934
Oasis International | Oasis | POUD1SHS | Point-of-use type | Air-cooled | Free-standing | FALSE | Hot & Cold | 0.5 | 42 | 1 | 2011-01-05 | Low Capacity | 3 | 3.1364
Foshan Shunde Midea Water Dispenser Mft. Co. Ltd. | Primo | 601087 | Bottle type | Air-cooled | Free-standing | FALSE | Hot & Cold | 0.5 | 22 | 0.7 | 2015-01-29 | Low Capacity | 3 | 3.0376
Water Solutions (HongKong), Ltd. | MTN Inspiration | IW210EZES | Bottle type | Air-cooled | Free-standing | FALSE | Hot & Cold | 0.5 | 45 | 1.1 | 2010-04-27 | Low Capacity | 3 | 3.0448
Water Solutions (HongKong), Ltd. | MTN Products, Inc. | RW210ES | Bottle type | Air-cooled | Free-standing | FALSE | Hot & Cold | 0.5 | 45 | 1.1 | 2010-03-05 | Low Capacity | 3 | 2.9319
Water Solutions (HongKong), Ltd. | MTN Products, Inc. | RB210ESS | Bottle type | Air-cooled | Free-standing | FALSE | Hot & Cold | 0.5 | 45 | 1.1 | 2010-03-05 | Low Capacity | 3 | 2.781
Foshan Shunde Midea Water Dispenser Mft. Co. Ltd. | Primo | 601168 | Bottle type | Air-cooled | Free-standing | FALSE | Hot & Cold | 0.5 | 22 | 0.8 | 2015-01-29 | Low Capacity | 3 | 2.9716
Water Solutions (HongKong), Ltd. | MTN Products, Inc. | DW215ESS | Bottle type | Air-cooled | Free-standing | FALSE | Hot & Cold | 0.5 | 45 | 1.1 | 2010-03-05 | Low Capacity | 3 | 3.2396
Foshan Shunde Midea Water Dispenser Mft. Co. Ltd. | Hamilton Beach | BL-6-4 | Bottle type | Air-cooled | Free-standing | FALSE | Hot & Cold | 0.5 | 22 | 0.8 | 2014-09-05 | Low Capacity | 3 | 3.0363
Water Solutions (HongKong), Ltd. | MTN Vision | IB210LXES | Bottle type | Air-cooled | Free-standing | FALSE | Hot & Cold | 0.5 | 45 | 1.1 | 2010-04-27 | Low Capacity | 3 | 2.8434
Water Solutions (HongKong), Ltd. | MTN Vision | DW210EZES | Bottle type | Air-cooled | Free-standing | FALSE | Hot & Cold | 0.5 | 45 | 1.1 | 2010-04-27 | Low Capacity | 3 | 2.8996
Water Solutions (HongKong), Ltd. | MTN Inspiration | IW215LXES | Point-of-use type | Air-cooled | Free-standing | FALSE | Hot & Cold | 0.5 | 45 | 1.1 | 2010-04-27 | Low Capacity | 3 | 2.9068
Foshan Shunde Midea Water Dispenser Mft. Co. Ltd. | Primo | 601203 | Bottle type | Air-cooled | Free-standing | FALSE | Hot & Cold | 0.5 | 22 | 0.8 | 2015-06-05 | Low Capacity | 3 | 3.025
Water Solutions (HongKong), Ltd. | MTN Vision | RW210ESS | Bottle type | Air-cooled | Free-standing | FALSE | Hot & Cold | 0.5 | 45 | 1.1 | 2010-04-27 | Low Capacity | 3 | 3.2208
Water Solutions (HongKong), Ltd. | MTN Inspiration | VB215ES | Point-of-use type | Air-cooled | Free-standing | FALSE | Hot & Cold | 0.5 | 45 | 1.1 | 2010-04-27 | Low Capacity | 3 | 2.8789
Water Solutions (HongKong), Ltd. | MTN Reflection | RS210EZES | Bottle type | Air-cooled | Free-standing | FALSE | Hot & Cold | 0.5 | 45 | 1.1 | 2010-04-27 | Low Capacity | 3 | 3.2363
Water Solutions (HongKong), Ltd. | MTN Inspiration | IB215LXES | Point-of-use type | Air-cooled | Free-standing | FALSE | Hot & Cold | 0.5 | 45 | 1.1 | 2010-04-27 | Low Capacity | 3 | 3.117
Water Solutions (HongKong), Ltd. | MTN Inspiration | RB215ES | Point-of-use type | Air-cooled | Free-standing | FALSE | Hot & Cold | 0.5 | 45 | 1.1 | 2010-04-27 | Low Capacity | 3 | 2.9771
Water Solutions (HongKong), Ltd. | MTN Vision | IB215LXES | Point-of-use type | Air-cooled | Free-standing | FALSE | Hot & Cold | 0.5 | 45 | 1.1 | 2010-04-27 | Low Capacity | 3 | 3.2115
Foshan Shunde Midea Water Dispenser Mft. Co. Ltd. | Primo | 601090 | Bottle type | Air-cooled | Free-standing | FALSE | Hot & Cold | 0.5 | 22 | 0.8 | 2014-09-05 | Low Capacity | 3 | 3.2424
Foshan Shunde Midea Water Dispenser Mft. Co. Ltd. | Primo | 601145 | Bottle type | Air-cooled | Free-standing | FALSE | Hot & Cold | 0.5 | 22 | 0.8 | 2015-01-29 | Low Capacity | 3 | 2.8128
Guangdong Midea Consumer Electric Manufacturing Co., Ltd. | Primo | 900127 | Bottle type | Air-cooled | Free-standing | FALSE | Hot & Cold | 0.5 | 22 | 0.7 | 2014-09-17 | Low Capacity | 3 | 2.9142
Water Solutions (HongKong), Ltd. | MTN Vision | VW 110 EZ ES | Bottle type | Air-cooled | Free-standing | FALSE | Cook (ambient) & Cold | 0.5 | 45 | 1.1 | 2010-09-28 | Low Capacity | 2 | 1.9615
Guangdong Midea Consumer Electric Manufacturing Co., Ltd. | Kissla | 601153 | Bottle type | Air-cooled | Free-standing | FALSE | Hot & Cold | 0.5 | 22 | 0.7 | 2014-09-17 | Low Capacity | 3 | 2.9213
Water Solutions (HongKong), Ltd. | MTN Products, Inc. | DW 110 ES | Bottle type | Air-cooled | Free-standing | FALSE | Cook (ambient) & Cold | 0.5 | 45 | 1.1 | 2010-09-28 | Low Capacity | 2 | 2.1543
Water Solutions (HongKong), Ltd. | MTN Vision | RP210EZESS | Bottle type | Air-cooled | Free-standing | FALSE | Hot & Cold | 0.5 | 45 | 1.1 | 2010-04-27 | Low Capacity | 3 | 2.7803
Foshan Shunde Midea Water Dispenser Mft. Co. Ltd. | Primo | 601166 | Bottle type | Air-cooled | Free-standing | FALSE | Hot & Cold | 0.5 | 22 | 0.8 | 2014-09-05 | Low Capacity | 3 | 3.01
Water Solutions (HongKong), Ltd. | MTN Reflection | DW210ES | Bottle type | Air-cooled | Free-standing | FALSE | Hot & Cold | 0.5 | 45 | 1.1 | 2010-04-27 | Low Capacity | 3 | 2.8768
Foshan Shunde Midea Water Dispenser Mft. Co. Ltd. | Primo | 601160 | Bottle type | Air-cooled | Free-standing | FALSE | Hot & Cold | 0.5 | 22 | 0.8 | 2015-01-29 | Low Capacity | 3 | 3.1023
Water Solutions (HongKong), Ltd. | MTN Inspiration | IB210EZES | Bottle type | Air-cooled | Free-standing | FALSE | Hot & Cold | 0.5 | 45 | 1.1 | 2010-04-27 | Low Capacity | 3 | 2.8334
Water Solutions (HongKong), Ltd. | MTN Products, Inc. | IW210EZES | Bottle type | Air-cooled | Free-standing | FALSE | Hot & Cold | 0.5 | 45 | 1.1 | 2010-03-05 | Low Capacity | 3 | 3.1562
Water Solutions (HongKong), Ltd. | MTN Reflection | VB210LXEZES | Bottle type | Air-cooled | Free-standing | FALSE | Hot & Cold | 0.5 | 45 | 1.1 | 2010-04-27 | Low Capacity | 3 | 3.0959
Water Solutions (HongKong), Ltd. | MTN Reflection | IW210EZESS | Bottle type | Air-cooled | Free-standing | FALSE | Hot & Cold | 0.5 | 45 | 1.1 | 2010-04-27 | Low Capacity | 3 | 2.9584
Water Solutions (HongKong), Ltd. | MTN Products, Inc. | IB210LXEZESS | Bottle type | Air-cooled | Free-standing | FALSE | Hot & Cold | 0.5 | 45 | 1.1 | 2010-03-05 | Low Capacity | 3 | 2.7627
Water Solutions (HongKong), Ltd. | MTN Products, Inc. | VB215LXESS | Point-of-use type | Air-cooled | Free-standing | FALSE | Hot & Cold | 0.5 | 45 | 1.1 | 2010-04-27 | Low Capacity | 3 | 3.2176
Water Solutions (HongKong), Ltd. | MTN Reflection | IB210ESS | Bottle type | Air-cooled | Free-standing | FALSE | Hot & Cold | 0.5 | 45 | 1.1 | 2010-04-27 | Low Capacity | 3 | 2.9024
Guangdong Midea Consumer Electric Manufacturing Co., Ltd. | Kissla | 601171 | Bottle type | Air-cooled | Free-standing | FALSE | Hot & Cold | 0.5 | 22 | 0.8 | 2014-09-17 | Low Capacity | 3 | 2.8593
Foshan Shunde Midea Water Dispenser Mft. Co. Ltd. | Primo | 601176 | Bottle type | Air-cooled | Free-standing | FALSE | Hot & Cold | 0.5 | 22 | 0.8 | 2014-09-05 | Low Capacity | 3 | 3.0635
Foshan Shunde Midea Water Dispenser Mft. Co. Ltd. | Primo | 900183 | Bottle type | Air-cooled | Free-standing | FALSE | Hot & Cold | 0.5 | 22 | 0.7 | 2015-01-29 | Low Capacity | 3 | 3.0939
Water Solutions (HongKong), Ltd. | MTN Products, Inc. | RP210ESS | Bottle type | Air-cooled | Free-standing | FALSE | Hot & Cold | 0.5 | 45 | 1.1 | 2010-03-05 | Low Capacity | 3 | 3.2002
Foshan Shunde Midea Water Dispenser Mft. Co. Ltd. | Primo | 601168 | Bottle type | Air-cooled | Free-standing | FALSE | Hot & Cold | 0.5 | 22 | 0.8 | 2014-09-05 | Low Capacity | 3 | 2.8907
Water Solutions (HongKong), Ltd. | MTN Products, Inc. | VB215LXES | Bottle type | Air-cooled | Free-standing | FALSE | Hot & Cold | 0.5 | 45 | 1.1 | 2010-03-05 | Low Capacity | 3 | 3.0482
Water Solutions (HongKong), Ltd. | MTN Reflection | RB 110 ES | Bottle type | Air-cooled | Free-standing | FALSE | Cook (ambient) & Cold | 0.5 | 45 | 1.1 | 2010-09-28 | Low Capacity | 2 | 2.1567
Foshan Shunde Midea Water Dispenser Mft. Co. Ltd. | Primo | 601086 | Bottle type | Air-cooled | Free-standing | FALSE | Hot & Cold | 0.5 | 22 | 0.7 | 2014-09-05 | Low Capacity | 3 | 3.0787
Water Solutions (HongKong), Ltd. | MTN Products, Inc. | IB215ESS | Point-of-use type | Air-cooled | Free-standing | FALSE | Hot & Cold | 0.5 | 45 | 1.1 | 2010-04-27 | Low Capacity | 3 | 3.2412
Water Solutions (HongKong), Ltd. | MTN Vision | IW215LXESS | Point-of-use type | Air-cooled | Free-standing | FALSE | Hot & Cold | 0.5 | 45 | 1.1 | 2010-04-27 | Low Capacity | 3 | 2.8296
Guangdong Midea Consumer Electric Manufacturing Co., Ltd. | Primo | 601142 | Bottle type | Air-cooled | Free-standing | FALSE | Hot & Cold | 0.5 | 22 | 0.8 | 2014-09-17 | Low Capacity | 3 | 2.8879
Foshan Shunde Midea Water Dispenser Mft. Co. Ltd. | Primo | 900130 | Bottle type | Air-cooled | Free-standing | FALSE | Hot & Cold | 0.5 | 22 | 0.8 | 2014-09-05 | Low Capacity | 3 | 3.0385
Water Solutions (HongKong), Ltd. | MTN Inspiration | IB 110 EZ ES | Bottle type | Air-cooled | Free-standing | FALSE | Cook (ambient) & Cold | 0.5 | 45 | 1.1 | 2010-09-28 | Low Capacity | 2 | 1.934
Water Solutions (HongKong), Ltd. | MTN Vision | IW215ES | Point-of-use type | Air-cooled | Free-standing | FALSE | Hot & Cold | 0.5 | 45 | 1.1 | 2010-04-27 | Low Capacity | 3 | 3.0772
Water Solutions (HongKong), Ltd. | MTN Products, Inc. | VW210EZESS | Bottle type | Air-cooled | Free-standing | FALSE | Hot & Cold | 0.5 | 45 | 1.1 | 2010-03-05 | Low Capacity | 3 | 2.8322
Guangdong Midea Consumer Electric Manufacturing Co., Ltd. | Primo | 900133 | Bottle type | Air-cooled | Free-standing | FALSE | Hot & Cold | 0.5 | 22 | 0.8 | 2014-09-17 | Low Capacity | 3 | 2.8609
Water Solutions (HongKong), Ltd. | MTN Vision | RB210ESS | Bottle type | Air-cooled | Free-standing | FALSE | Hot & Cold | 0.5 | 45 | 1.1 | 2010-04-27 | Low Capacity | 3 | 2.9763
Water Solutions (HongKong), Ltd. | MTN Reflection | VB215ESS | Point-of-use type | Air-cooled | Free-standing | FALSE | Hot & Cold | 0.5 | 45 | 1.1 | 2010-04-27 | Low Capacity | 3 | 2.7619
Water Solutions (HongKong), Ltd. | MTN Products, Inc. | RS215ESS | Point-of-use type | Air-cooled | Free-standing | FALSE | Hot & Cold | 0.5 | 45 | 1.1 | 2010-04-27 | Low Capacity | 3 | 3.0404
Water Solutions (HongKong), Ltd. | MTN Reflection | RP210EZESS | Bottle type | Air-cooled | Free-standing | FALSE | Hot & Cold | 0.5 | 45 | 1.1 | 2010-04-27 | Low Capacity | 3 | 2.7753
Water Solutions (HongKong), Ltd. | MTN Products, Inc. | VB210ESS | Bottle type | Air-cooled | Free-standing | FALSE | Hot & Cold | 0.5 | 45 | 1.1 | 2010-03-05 | Low Capacity | 3 | 2.9164
Water Solutions (HongKong), Ltd. | MTN Inspiration | IB 110 ES | Bottle type | Air-cooled | Free-standing | FALSE | Cook (ambient) & Cold | 0.5 | 45 | 1.1 | 2010-09-28 | Low Capacity | 2 | 2.1422
Water Solutions (HongKong), Ltd. | MTN Inspiration | IW 110 EZ ES | Bottle type | Air-cooled | Free-standing | FALSE | Cook (ambient) & Cold | 0.5 | 45 | 1.1 | 2010-09-28 | Low Capacity | 2 | 1.9167
Guangdong Midea Consumer Electric Manufacturing Co., Ltd. | Primo | 900128 | Bottle type | Air-cooled | Free-standing | FALSE | Hot & Cold | 0.5 | 22 | 0.7 | 2014-09-17 | Low Capacity | 3 | 3.1309
Water Solutions (HongKong), Ltd. | MTN Reflection | RW210EZES | Bottle type | Air-cooled | Free-standing | FALSE | Hot & Cold | 0.5 | 45 | 1.1 | 2010-04-27 | Low Capacity | 3 | 3.1131
Foshan Shunde Midea Water Dispenser Mft. Co. Ltd. | Primo | 601201 | Bottle type | Air-cooled | Free-standing | FALSE | Hot & Cold | 0.5 | 22 | 0.7 | 2015-03-12 | Low Capacity | 3 | 2.8427
Water Solutions (HongKong), Ltd. | MTN Products, Inc. | RW215ES | Point-of-use type | Air-cooled | Free-standing | FALSE | Hot & Cold | 0.5 | 45 | 1.1 | 2010-04-27 | Low Capacity | 3 | 3.1856
Water Solutions (HongKong), Ltd. | MTN Vision | IB210LXEZESS | Bottle type | Air-cooled | Free-standing | FALSE | Hot & Cold | 0.5 | 45 | 1.1 | 2010-04-27 | Low Capacity | 3 | 3.1774
Water Solutions (HongKong), Ltd. | MTN Products, Inc. | VB215ES | Point-of-use type | Air-cooled | Free-standing | FALSE | Hot & Cold | 0.5 | 45 | 1.1 | 2010-04-27 | Low Capacity | 3 | 2.987
Water Solutions (HongKong), Ltd. | MTN Vision | IW210LXEZESS | Bottle type | Air-cooled | Free-standing | FALSE | Hot & Cold | 0.5 | 45 | 1.1 | 2010-04-27 | Low Capacity | 3 | 2.9343
Foshan Shunde Midea Water Dispenser Mft. Co. Ltd. | Primo | 601130 | Bottle type | Air-cooled | Free-standing | FALSE | Hot & Cold | 0.5 | 22 | 0.7 | 2015-01-29 | Low Capacity | 3 | 3.1883
Water Solutions (HongKong), Ltd. | MTN Vision | RP210ES | Bottle type | Air-cooled | Free-standing | FALSE | Hot & Cold | 0.5 | 45 | 1.1 | 2010-04-27 | Low Capacity | 3 | 2.8666
Foshan Shunde Midea Water Dispenser Mft. Co. Ltd. | Primo | 601167 | Bottle type | Air-cooled | Free-standing | FALSE | Hot & Cold | 0.5 | 22 | 0.8 | 2014-09-05 | Low Capacity | 3 | 3.0157
Foshan Shunde Midea Water Dispenser Mft. Co. Ltd. | Primo | 900130 | Bottle type | Air-cooled | Free-standing | FALSE | Hot & Cold | 0.5 | 22 | 0.8 | 2015-01-29 | Low Capacity | 3 | 2.9266
Water Solutions (HongKong), Ltd. | MTN Products, Inc. | DW210EZES | Bottle type | Air-cooled | Free-standing | FALSE | Hot & Cold | 0.5 | 45 | 1.1 | 2010-03-05 | Low Capacity | 3 | 2.8171
Foshan Shunde Midea Water Dispenser Mft. Co. Ltd. | Midea | YL1439S | Bottle type | Air-cooled | Free-standing | FALSE | Hot & Cold | 0.5 | 22 | 0.8 | 2015-06-05 | Low Capacity | 3 | 3.0201
Water Solutions (HongKong), Ltd. | MTN Products, Inc. | VB210EZESS | Bottle type | Air-cooled | Free-standing | FALSE | Hot & Cold | 0.5 | 45 | 1.1 | 2010-03-05 | Low Capacity | 3 | 2.9288
Foshan Shunde Midea Water Dispenser Mft. Co. Ltd. | Primo | 601132 | Bottle type | Air-cooled | Free-standing | FALSE | Hot & Cold | 0.5 | 22 | 0.7 | 2014-09-05 | Low Capacity | 3 | 2.9507
Foshan Shunde Midea Water Dispenser Mft. Co. Ltd. | Primo | 601145 | Bottle type | Air-cooled | Free-standing | FALSE | Hot & Cold | 0.5 | 22 | 0.8 | 2014-09-05 | Low Capacity | 3 | 2.9192
Foshan Shunde Midea Water Dispenser Mft. Co. Ltd. | Midea | A1TLWATERCOOLER | Bottle type | Air-cooled | Free-standing | FALSE | Hot & Cold | 0.5 | 22 | 0.8 | 2015-06-05 | Low Capacity | 3 | 2.8157
Guangdong Midea Consumer Electric Manufacturing Co., Ltd. | Primo | 601087 | Bottle type | Air-cooled | Free-standing | FALSE | Hot & Cold | 0.5 | 22 | 0.7 | 2014-09-17 | Low Capacity | 3 | 3.2291
Water Solutions (HongKong), Ltd. | MTN Reflection | IW215ES | Point-of-use type | Air-cooled | Free-standing | FALSE | Hot & Cold | 0.5 | 45 | 1.1 | 2010-04-27 | Low Capacity | 3 | 3.0995
Water Solutions (HongKong), Ltd. | MTN Reflection | RW 115 ES | Point-of-use type | Air-cooled | Free-standing | FALSE | Cook (ambient) & Cold | 0.5 | 45 | 1.1 | 2010-09-28 | Low Capacity | 2 | 1.8824
Water Solutions (HongKong), Ltd. | MTN Vision | RS210EZES | Bottle type | Air-cooled | Free-standing | FALSE | Hot & Cold | 0.5 | 45 | 1.1 | 2010-04-27 | Low Capacity | 3 | 2.829
Water Solutions (HongKong), Ltd. | MTN Reflection | VW215LXESS | Point-of-use type | Air-cooled | Free-standing | FALSE | Hot & Cold | 0.5 | 45 | 1.1 | 2010-04-27 | Low Capacity | 3 | 3.0726
Water Solutions (HongKong), Ltd. | MTN Products, Inc. | VB210ES | Bottle type | Air-cooled | Free-standing | FALSE | Hot & Cold | 0.5 | 45 | 1.1 | 2010-03-05 | Low Capacity | 3 | 2.9882
Foshan Shunde Midea Water Dispenser Mft. Co. Ltd. | Hamilton Beach | BL-5-4 | Bottle type | Air-cooled | Free-standing | FALSE | Hot & Cold | 0.5 | 22 | 0.8 | 2015-01-29 | Low Capacity | 3 | 2.9504
Foshan Shunde Midea Water Dispenser Mft. Co. Ltd. | Midea | MYL1031S | Bottle type | Air-cooled | Free-standing | FALSE | Hot & Cold | 0.5 | 22 | 0.6 | 2015-07-10 | Low Capacity | 3 | 3.0439
Foshan Shunde Midea Water Dispenser Mft. Co. Ltd. | Primo | 900118 | Bottle type | Air-cooled | Free-standing | FALSE | Hot & Cold | 0.5 | 22 | 0.7 | 2014-09-05 | Low Capacity | 3 | 3.2226
Water Solutions (HongKong), Ltd. | MTN Reflection | RW215ESS | Point-of-use type | Air-cooled | Free-standing | FALSE | Hot & Cold | 0.5 | 45 | 1.1 | 2010-04-27 | Low Capacity | 3 | 2.9248
Water Solutions (HongKong), Ltd. | MTN Products, Inc. | RW215ESS | Point-of-use type | Air-cooled | Free-standing | FALSE | Hot & Cold | 0.5 | 45 | 1.1 | 2010-04-27 | Low Capacity | 3 | 3.19
Water Solutions (HongKong), Ltd. | MTN Products, Inc. | RW210EZES | Bottle type | Air-cooled | Free-standing | FALSE | Hot & Cold | 0.5 | 45 | 1.1 | 2010-03-05 | Low Capacity | 3 | 2.9817
Water Solutions (HongKong), Ltd. | MTN Vision | RP215ES | Point-of-use type | Air-cooled | Free-standing | FALSE | Hot & Cold | 0.5 | 45 | 1.1 | 2010-04-27 | Low Capacity | 3 | 3.1605
Water Solutions (HongKong), Ltd. | MTN Reflection | RW 110 ES | Bottle type | Air-cooled | Free-standing | FALSE | Cook (ambient) & Cold | 0.5 | 45 | 1.1 | 2010-09-28 | Low Capacity | 2 | 1.7597
Water Solutions (HongKong), Ltd. | MTN Inspiration | VW210LXES | Bottle type | Air-cooled | Free-standing | FALSE | Hot & Cold | 0.5 | 45 | 1.1 | 2010-04-27 | Low Capacity | 3 | 2.7583
Water Solutions (HongKong), Ltd. | MTN Inspiration | RB210ES | Bottle type | Air-cooled | Free-standing | FALSE | Hot & Cold | 0.5 | 45 | 1.1 | 2010-04-27 | Low Capacity | 3 | 3.0998
Water Solutions (HongKong), Ltd. | MTN Products, Inc. | RS215ESS | Bottle type | Air-cooled | Free-standing | FALSE | Hot & Cold | 0.5 | 45 | 1.1 | 2010-03-05 | Low Capacity | 3 | 3.1501
Foshan Shunde Midea Water Dispenser Mft. Co. Ltd. | Kissla | 601170 | Bottle type | Air-cooled | Free-standing | FALSE | Hot & Cold | 0.5 | 22 | 0.8 | 2015-01-29 | Low Capacity | 3 | 3.1469
Foshan Shunde Midea Water Dispenser Mft. Co. Ltd. | Primo | 601117 | Bottle type | Air-cooled | Free-standing | FALSE | Hot & Cold | 0.5 | 22 | 0.8 | 2014-09-05 | Low Capacity | 3 | 3.2212
Water Solutions (HongKong), Ltd. | MTN Reflection | RS 110 ES | Bottle type | Air-cooled | Free-standing | FALSE | Cook (ambient) & Cold | 0.5 | 45 | 1.1 | 2010-09-28 | Low Capacity | 2 | 2.0658
Water Solutions (HongKong), Ltd. | MTN Products, Inc. | VB210LXES | Bottle type | Air-cooled | Free-standing | FALSE | Hot & Cold | 0.5 | 45 | 1.1 | 2010-03-05 | Low Capacity | 3 | 3.017
Foshan Shunde Midea Water Dispenser Mft. Co. Ltd. | Hamilton Beach | BL-6-4 | Bottle type | Air-cooled | Free-standing | FALSE | Hot & Cold | 0.5 | 22 | 0.8 | 2015-01-29 | Low Capacity | 3 | 2.8439
Water Solutions (HongKong), Ltd. | MTN Inspiration | IB210LXEZESS | Bottle type | Air-cooled | Free-standing | FALSE | Hot & Cold | 0.5 | 45 | 1.1 | 2010-04-27 | Low Capacity | 3 | 3.1007
Water Solutions (HongKong), Ltd. | MTN Products, Inc. | RB215ES | Bottle type | Air-cooled | Free-standing | FALSE | Hot & Cold | 0.5 | 45 | 1.1 | 2010-03-05 | Low Capacity | 3 | 2.9325
Water Solutions (HongKong), Ltd. | MTN Inspiration | VB210LXESS | Bottle type | Air-cooled | Free-standing | FALSE | Hot & Cold | 0.5 | 45 | 1.1 | 2010-04-27 | Low Capacity | 3 | 2.9488
Water Solutions (HongKong), Ltd. | MTN Vision | IB210ESS | Bottle type | Air-cooled | Free-standing | FALSE | Hot & Cold | 0.5 | 45 | 1.1 | 2010-04-27 | Low Capacity | 3 | 3.2388
Foshan Shunde Midea Water Dispenser Mft. Co. Ltd. | Primo | 601178 | Bottle type | Air-cooled | Free-standing | FALSE | Hot & Cold | 0.5 | 22 | 0.8 | 2015-06-05 | Low Capacity | 3 | 3.126
Water Solutions (HongKong), Ltd. | MTN Products, Inc. | VW215LXESS | Point-of-use type | Air-cooled | Free-standing | FALSE | Hot & Cold | 0.5 | 45 | 1.1 | 2010-04-27 | Low Capacity | 3 | 3.0062
Water Solutions (HongKong), Ltd. | MTN Inspiration | VB215ESS | Point-of-use type | Air-cooled | Free-standing | FALSE | Hot & Cold | 0.5 | 45 | 1.1 | 2010-04-27 | Low Capacity | 3 | 3.1766
Water Solutions (HongKong), Ltd. | MTN Products, Inc. | DW 115 ES | Point-of-use type | Air-cooled | Free-standing | FALSE | Cook (ambient) & Cold | 0.5 | 45 | 1.1 | 2010-09-28 | Low Capacity | 2 | 1.8226
Water Solutions (HongKong), Ltd. | MTN Products, Inc. | VB215ESS | Bottle type | Air-cooled | Free-standing | FALSE | Hot & Cold | 0.5 | 45 | 1.1 | 2010-03-05 | Low Capacity | 3 | 2.8574
Guangdong Midea Consumer Electric Manufacturing Co., Ltd. | Primo | 601145 | Bottle type | Air-cooled | Free-standing | FALSE | Hot & Cold | 0.5 | 22 | 0.8 | 2014-09-17 | Low Capacity | 3 | 3.1709
Water Solutions (HongKong), Ltd. | MTN Inspiration | RS210EZES | Bottle type | Air-cooled | Free-standing | FALSE | Hot & Cold | 0.5 | 45 | 1.1 | 2010-04-27 | Low Capacity | 3 | 3.141
Water Solutions (HongKong), Ltd. | MTN Reflection | IW215LXESS | Point-of-use type | Air-cooled | Free-standing | FALSE | Hot & Cold | 0.5 | 45 | 1.1 | 2010-04-27 | Low Capacity | 3 | 3.2364
Foshan Shunde Midea Water Dispenser Mft. Co. Ltd. | Kissla | 601170 | Bottle type | Air-cooled | Free-standing | FALSE | Hot & Cold | 0.5 | 22 | 0.8 | 2014-09-05 | Low Capacity | 3 | 2.8645
Water Solutions (HongKong), Ltd. | MTN Reflection | RS210EZESS | Bottle type | Air-cooled | Free-standing | FALSE | Hot & Cold | 0.5 | 45 | 1.1 | 2010-04-27 | Low Capacity | 3 | 2.876
Water Solutions (HongKong), Ltd. | MTN Vision | IB215LXESS | Point-of-use type | Air-cooled | Free-standing | FALSE | Hot & Cold | 0.5 | 45 | 1.1 | 2010-04-27 | Low Capacity | 3 | 3.2455
Water Solutions (HongKong), Ltd. | MTN Products, Inc. | VW210ES | Bottle type | Air-cooled | Free-standing | FALSE | Hot & Cold | 0.5 | 45 | 1.1 | 2010-03-05 | Low Capacity | 3 | 2.8823
Water Solutions (HongKong), Ltd. | MTN Reflection | RP215ES | Point-of-use type | Air-cooled | Free-standing | FALSE | Hot & Cold | 0.5 | 45 | 1.1 | 2010-04-27 | Low Capacity | 3 | 2.805
Oasis International | Oasis | BPA1SK | Bottle type | Air-cooled | Free-standing | FALSE | Cook (ambient) & Cold | 0.5 |  | 0.1 | 2011-01-05 | Low Capacity | 2 | 1.8076
Water Solutions (HongKong), Ltd. | MTN Reflection | VB210EZES | Bottle type | Air-cooled | Free-standing | FALSE | Hot & Cold | 0.5 | 45 | 1.1 | 2010-04-27 | Low Capacity | 3 | 2.9935
Foshan Shunde Midea Water Dispenser Mft. Co. Ltd. | Primo | 601200 | Bottle type | Air-cooled | Free-standing | FALSE | Hot & Cold | 0.5 | 22 | 0.7 | 2015-03-12 | Low Capacity | 3 | 3.1506
Oasis International | Oasis | POUSA1SHA | Point-of-use type | Air-cooled | Free-standing | FALSE | Hot & Cold | 0.5 | 42 | 0.6 | 2011-01-05 | Low Capacity | 3 | 2.773
Water Solutions (HongKong), Ltd. | MTN Inspiration | IW210LXESS | Bottle type | Air-cooled | Free-standing | FALSE | Hot & Cold | 0.5 | 45 | 1.1 | 2010-04-27 | Low Capacity | 3 | 2.7746
Water Solutions (HongKong), Ltd. | MTN Reflection | IB215LXESS | Point-of-use type | Air-cooled | Free-standing | FALSE | Hot & Cold | 0.5 | 45 | 1.1 | 2010-04-27 | Low Capacity | 3 | 2.8905
Water Solutions (HongKong), Ltd. | MTN Vision | RW210EZES | Bottle type | Air-cooled | Free-standing | FALSE | Hot & Cold | 0.5 | 45 | 1.1 | 2010-04-27 | Low Capacity | 3 | 3.2383
Foshan Shunde Midea Water Dispenser Mft. Co. Ltd. | Primo | 601121 | Bottle type | Air-cooled | Free-standing | FALSE | Hot & Cold | 0.5 | 22 | 0.8 | 2014-01-17 | Low Capacity | 3 | 2.8989
Guangdong Midea Consumer Electric Manufacturing Co., Ltd. | Primo | 601141 | Bottle type | Air-cooled | Free-standing | FALSE | Hot & Cold | 0.5 | 22 | 0.7 | 2014-09-17 | Low Capacity | 3 | 2.8517
Water Solutions (HongKong), Ltd. | MTN Products, Inc. | RP215ESS | Point-of-use type | Air-cooled | Free-standing | FALSE | Hot & Cold | 0.5 | 45 | 1.1 | 2010-04-27 | Low Capacity | 3 | 3.1437
Foshan Shunde Midea Water Dispenser Mft. Co. Ltd. | Primo | 601090C2 | Bottle type | Air-cooled | Free-standing | FALSE | Hot & Cold | 0.5 | 22 | 0.8 | 2014-09-05 | Low Capacity | 3 | 3.0152
Water Solutions (HongKong), Ltd. | MTN Inspiration | IB215ESS | Point-of-use type | Air-cooled | Free-standing | FALSE | Hot & Cold | 0.5 | 45 | 1.1 | 2010-04-27 | Low Capacity | 3 | 2.9124
Guangdong Midea Consumer Electric Manufacturing Co., Ltd. | Primo | 601167 | Bottle type | Air-cooled | Free-standing | FALSE | Hot & Cold | 0.5 | 22 | 0.8 | 2014-09-17 | Low Capacity | 3 | 2.8205
Guangdong Midea Consumer Electric Manufacturing Co., Ltd. | Primo | 601090C2 | Bottle type | Air-cooled | Free-standing | FALSE | Hot & Cold | 0.5 | 22 | 0.8 | 2014-09-17 | Low Capacity | 3 | 2.9534
Water Solutions (HongKong), Ltd. | MTN Reflection | VW210LXES | Bottle type | Air-cooled | Free-standing | FALSE | Hot & Cold | 0.5 | 45 | 1.1 | 2010-04-27 | Low Capacity | 3 | 3.0982
Foshan Shunde Midea Water Dispenser Mft. Co. Ltd. | Primo | 900137 | Bottle type | Air-cooled | Free-standing | FALSE | Hot & Cold | 0.5 | 22 | 0.7 | 2014-09-05 | Low Capacity | 3 | 2.883
Water Solutions (HongKong), Ltd. | MTN Inspiration | IW 115 ES | Point-of-use type | Air-cooled | Free-standing | FALSE | Cook (ambient) & Cold | 0.5 | 45 | 1.1 | 2010-09-28 | Low Capacity | 2 | 2.2024
Water Solutions (HongKong), Ltd. | MTN Inspiration | VB210ESS | Bottle type | Air-cooled | Free-standing | FALSE | Hot & Cold | 0.5 | 45 | 1.1 | 2010-04-27 | Low Capacity | 3 | 3.2344
Foshan Shunde Midea Water Dispenser Mft. Co. Ltd. | Hamilton Beach | BL-1-4 | Bottle type | Air-cooled | Free-standing | FALSE | Hot & Cold | 0.5 | 22 | 0.8 | 2015-01-29 | Low Capacity | 3 | 3.0217
Oasis International | Oasis | POUSE1SHS | Point-of-use type | Air-cooled | Free-standing | FALSE | Hot & Cold | 0.5 | 42 | 1.1 | 2011-01-05 | Low Capacity | 3 | 3.119
Water Solutions (HongKong), Ltd. | MTN Vision | RB210ES | Bottle type | Air-cooled | Free-standing | FALSE | Hot & Cold | 0.5 | 45 | 1.1 | 2010-04-27 | Low Capacity | 3 | 3.1583
Water Solutions (HongKong), Ltd. | MTN Reflection | RP 110 ES | Bottle type | Air-cooled | Free-standing | FALSE | Cook (ambient) & Cold | 0.5 | 45 | 1.1 | 2010-09-28 | Low Capacity | 2 | 1.8193
Water Solutions (HongKong), Ltd. | MTN Vision | RB215ESS | Point-of-use type | Air-cooled | Free-standing | FALSE | Hot & Cold | 0.5 | 45 | 1.1 | 2010-04-27 | Low Capacity | 3 | 3.2186
Water Solutions (HongKong), Ltd. | MTN Vision | VW 110 ES | Bottle type | Air-cooled | Free-standing | FALSE | Cook (ambient) & Cold | 0.5 | 45 | 1.1 | 2010-09-28 | Low Capacity | 2 | 1.8613
Water Solutions (HongKong), Ltd. | MTN Products, Inc. | RW210ESS | Bottle type | Air-cooled | Free-standing | FALSE | Hot & Cold | 0.5 | 45 | 1.1 | 2010-03-05 | Low Capacity | 3 | 2.8283
Water Solutions (HongKong), Ltd. | MTN Reflection | VB210LXES | Bottle type | Air-cooled | Free-standing | FALSE | Hot & Cold | 0.5 | 45 | 1.1 | 2010-04-27 | Low Capacity | 3 | 2.9364
Water Solutions (HongKong), Ltd. | MTN Inspiration | IW215ES | Point-of-use type | Air-cooled | Free-standing | FALSE | Hot & Cold | 0.5 | 45 | 1.1 | 2010-04-27 | Low Capacity | 3 | 3.2008
Foshan Shunde Midea Water Dispenser Mft. Co. Ltd. | Primo | 601088 | Bottle type | Air-cooled | Free-standing | FALSE | Hot & Cold | 0.5 | 22 | 0.8 | 2015-01-29 | Low Capacity | 3 | 2.7639
Foshan Shunde Midea Water Dispenser Mft. Co. Ltd. | Hamilton Beach | BL-8-4 | Bottle type | Air-cooled | Free-standing | FALSE | Hot & Cold | 0.5 | 22 | 0.8 | 2015-01-29 | Low Capacity | 3 | 3.1725
Water Solutions (HongKong), Ltd. | MTN Reflection | IB210EZESS | Bottle type | Air-cooled | Free-standing | FALSE | Hot & Cold | 0.5 | 45 | 1.1 | 2010-04-27 | Low Capacity | 3 | 2.9511
Oasis International | Oasis | POU1CCTHS | Point-of-use type | Air-cooled | Free-standing | FALSE | Hot & Cold | 0.5 | 42 | 1.1 | 2011-01-05 | Low Capacity | 3 | 2.955
Water Solutions (HongKong), Ltd. | MTN Inspiration | IB215ES | Point-of-use type | Air-cooled | Free-standing | FALSE | Hot & Cold | 0.5 | 45 | 1.1 | 2010-04-27 | Low Capacity | 3 | 2.97
Foshan Shunde Midea Water Dispenser Mft. Co. Ltd. | Kissla | 601154 | Bottle type | Air-cooled | Free-standing | FALSE | Hot & Cold | 0.5 | 22 | 0.8 | 2015-01-29 | Low Capacity | 3 | 3.0421
Water Solutions (HongKong), Ltd. | MTN Reflection | IB210LXES | Bottle type | Air-cooled | Free-standing | FALSE | Hot & Cold | 0.5 | 45 | 1.1 | 2010-04-27 | Low Capacity | 3 | 3.1032
Water Solutions (HongKong), Ltd. | MTN Vision | RS210ES | Bottle type | Air-cooled | Free-standing | FALSE | Hot & Cold | 0.5 | 45 | 1.1 | 2010-04-27 | Low Capacity | 3 | 2.9031
Water Solutions (HongKong), Ltd. | MTN Reflection | RS215ESS | Point-of-use type | Air-cooled | Free-standing | FALSE | Hot & Cold | 0.5 | 45 | 1.1 | 2010-04-27 | Low Capacity | 3 | 3.2289
Formosa Prosonic Industries Berhad | IGO Direct | F828H(OPP-BW) | Bottle type | Air-cooled | Free-standing | FALSE | Hot & Cold | 0.5 | 45 | 1 | 2012-08-15 | Low Capacity | 3 | 3.075
Foshan Shunde Midea Water Dispenser Mft. Co. Ltd. | Kissla | 601171 | Bottle type | Air-cooled | Free-standing | FALSE | Hot & Cold | 0.5 | 22 | 0.8 | 2015-01-29 | Low Capacity | 3 | 2.9767
Foshan Shunde Midea Water Dispenser Mft. Co. Ltd. | Kissla | 601162 | Bottle type | Air-cooled | Free-standing | FALSE | Hot & Cold | 0.5 | 22 | 0.7 | 2014-09-05 | Low Capacity | 3 | 2.9489
Guangdong Midea Consumer Electric Manufacturing Co., Ltd. | Kissla | 601155 | Bottle type | Air-cooled | Free-standing | FALSE | Hot & Cold | 0.5 | 22 | 0.8 | 2014-09-17 | Low Capacity | 3 | 3.1352
Water Solutions (HongKong), Ltd. | MTN Inspiration | VB215LXES | Point-of-use type | Air-cooled | Free-standing | FALSE | Hot & Cold | 0.5 | 45 | 1.1 | 2010-04-27 | Low Capacity | 3 | 3.0311
Guangdong Midea Consumer Electric Manufacturing Co., Ltd. | Primo | 601121 | Bottle type | Air-cooled | Free-standing | FALSE | Hot & Cold | 0.5 | 22 | 0.7 | 2014-09-17 | Low Capacity | 3 | 2.9131
Water Solutions (HongKong), Ltd. | MTN Reflection | DW215ES | Point-of-use type | Air-cooled | Free-standing | FALSE | Hot & Cold | 0.5 | 45 | 1.1 | 2010-04-27 | Low Capacity | 3 | 3.1709
Foshan Shunde Midea Water Dispenser Mft. Co. Ltd. | Primo | 601090C | Bottle type | Air-cooled | Free-standing | FALSE | Hot & Cold | 0.5 | 22 | 0.8 | 2015-01-29 | Low Capacity | 3 | 3.198
Water Solutions (HongKong), Ltd. | MTN Inspiration | RP210EZESS | Bottle type | Air-cooled | Free-standing | FALSE | Hot & Cold | 0.5 | 45 | 1.1 | 2010-04-27 | Low Capacity | 3 | 3.145
Foshan Shunde Midea Water Dispenser Mft. Co. Ltd. | Primo | 601159 | Bottle type | Air-cooled | Free-standing | FALSE | Hot & Cold | 0.5 | 22 | 0.8 | 2015-01-29 | Low Capacity | 3 | 3.1224
Water Solutions (HongKong), Ltd. | MTN Vision | IW210EZESS | Bottle type | Air-cooled | Free-standing | FALSE | Hot & Cold | 0.5 | 45 | 1.1 | 2010-04-27 | Low Capacity | 3 | 3.0153
Water Solutions (HongKong), Ltd. | MTN Inspiration | VW215ESS | Point-of-use type | Air-cooled | Free-standing | FALSE | Hot & Cold | 0.5 | 45 | 1.1 | 2010-04-27 | Low Capacity | 3 | 3.2009
Water Solutions (HongKong), Ltd. | MTN Reflection | IW210LXEZES | Bottle type | Air-cooled | Free-standing | FALSE | Hot & Cold | 0.5 | 45 | 1.1 | 2010-04-27 | Low Capacity | 3 | 3.0868
Guangdong Midea Consumer Electric Manufacturing Co., Ltd. | Primo | 601143 | Bottle type | Air-cooled | Free-standing | FALSE | Hot & Cold | 0.5 | 22 | 0.8 | 2014-09-17 | Low Capacity | 3 | 2.8863
Water Solutions (HongKong), Ltd. | MTN Inspiration | VB210EZESS | Bottle type | Air-cooled | Free-standing | FALSE | Hot & Cold | 0.5 | 45 | 1.1 | 2010-04-27 | Low Capacity | 3 | 2.9179
Water Solutions (HongKong), Ltd. | MTN Products, Inc. | IW210LXESS | Bottle type | Air-cooled | Free-standing | FALSE | Hot & Cold | 0.5 | 45 | 1.1 | 2010-03-05 | Low Capacity | 3 | 2.7568
Water Solutions (HongKong), Ltd. | MTN Reflection | IW210LXEZESS | Bottle type | Air-cooled | Free-standing | FALSE | Hot & Cold | 0.5 | 45 | 1.1 | 2010-04-27 | Low Capacity | 3 | 3.1649
Water Solutions (HongKong), Ltd. | MTN Products, Inc. | IW210ESS | Bottle type | Air-cooled | Free-standing | FALSE | Hot & Cold | 0.5 | 45 | 1.1 | 2010-03-05 | Low Capacity | 3 | 2.8194
Water Solutions (HongKong), Ltd. | MTN Products, Inc. | VW210LXES | Bottle type | Air-cooled | Free-standing | FALSE | Hot & Cold | 0.5 | 45 | 1.1 | 2010-03-05 | Low Capacity | 3 | 2.7653
Guangdong Midea Consumer Electric Manufacturing Co., Ltd. | Kissla | 601170 | Bottle type | Air-cooled | Free-standing | FALSE | Hot & Cold | 0.5 | 22 | 0.8 | 2014-09-17 | Low Capacity | 3 | 2.9601
Water Solutions (HongKong), Ltd. | MTN Inspiration | IW 110 ES | Bottle type | Air-cooled | Free-standing | FALSE | Cook (ambient) & Cold | 0.5 | 45 | 1.1 | 2010-09-28 | Low Capacity | 2 | 2.1122
Water Solutions (HongKong), Ltd. | MTN Vision | VW215LXESS | Point-of-use type | Air-cooled | Free-standing | FALSE | Hot & Cold | 0.5 | 45 | 1.1 | 2010-04-27 | Low Capacity | 3 | 3.2075
Water Solutions (HongKong), Ltd. | MTN Vision | VW 110 LX EZ ES | Bottle type | Air-cooled | Free-standing | FALSE | Cook (ambient) & Cold | 0.5 | 45 | 1.1 | 2010-09-28 | Low Capacity | 2 | 2.1841
Water Solutions (HongKong), Ltd. | MTN Reflection | IW210ESS | Bottle type | Air-cooled | Free-standing | FALSE | Hot & Cold | 0.5 | 45 | 1.1 | 2010-04-27 | Low Capacity | 3 | 2.8135
Water Solutions (HongKong), Ltd. | MTN Products, Inc. | RP210EZESS | Bottle type | Air-cooled | Free-standing | FALSE | Hot & Cold | 0.5 | 45 | 1.1 | 2010-03-05 | Low Capacity | 3 | 3.119
Water Solutions (HongKong), Ltd. | MTN Inspiration | RB210EZES | Bottle type | Air-cooled | Free-standing | FALSE | Hot & Cold | 0.5 | 45 | 1.1 | 2010-04-27 | Low Capacity | 3 | 3.0925
Water Solutions (HongKong), Ltd. | MTN Products, Inc. | RB210EZESS | Bottle type | Air-cooled | Free-standing | FALSE | Hot & Cold | 0.5 | 45 | 1.1 | 2010-03-05 | Low Capacity | 3 | 3.2023
Foshan Shunde Midea Water Dispenser Mft. Co. Ltd. | Kissla | 601171 | Bottle type | Air-cooled | Free-standing | FALSE | Hot & Cold | 0.5 | 22 | 0.8 | 2014-09-05 | Low Capacity | 3 | 3.0773
Water Solutions (HongKong), Ltd. | MTN Vision | IB210LXEZES | Bottle type | Air-cooled | Free-standing | FALSE | Hot & Cold | 0.5 | 45 | 1.1 | 2010-04-27 | Low Capacity | 3 | 2.9467
Water Solutions (HongKong), Ltd. | MTN Reflection | IW210ES | Bottle type | Air-cooled | Free-standing | FALSE | Hot & Cold | 0.5 | 45 | 1.1 | 2010-04-27 | Low Capacity | 3 | 3.1455
Foshan Shunde Midea Water Dispenser Mft. Co. Ltd. | Midea | YL1248S | Bottle type | Air-cooled | Free-standing | FALSE | Hot & Cold | 0.5 | 22 | 0.8 | 2015-06-05 | Low Capacity | 3 | 3.1044
Foshan Shunde Midea Water Dispenser Mft. Co. Ltd. | Hamilton Beach | BL-5-4 | Bottle type | Air-cooled | Free-standing | FALSE | Hot & Cold | 0.5 | 22 | 0.8 | 2014-09-05 | Low Capacity | 3 | 3.1613
Water Solutions (HongKong), Ltd. | MTN Products, Inc. | DW 110 EZ ES | Bottle type | Air-cooled | Free-standing | FALSE | Cook (ambient) & Cold | 0.5 | 45 | 1.1 | 2010-09-28 | Low Capacity | 2 | 2.2159
Foshan Shunde Midea Water Dispenser Mft. Co. Ltd. | Primo | 601131 | Bottle type | Air-cooled | Free-standing | FALSE | Hot & Cold | 0.5 | 22 | 0.7 | 2015-01-29 | Low Capacity | 3 | 3.0254
Water Solutions (HongKong), Ltd. | MTN Reflection | RW210EZESS | Bottle type | Air-cooled | Free-standing | FALSE | Hot & Cold | 0.5 | 45 | 1.1 | 2010-04-27 | Low Capacity | 3 | 2.7757
Water Solutions (HongKong), Ltd. | MTN Reflection | IW210EZES | Bottle type | Air-cooled | Free-standing | FALSE | Hot & Cold | 0.5 | 45 | 1.1 | 2010-04-27 | Low Capacity | 3 | 3.178
Foshan Shunde Midea Water Dispenser Mft. Co. Ltd. | Midea | YL1534S | Bottle type | Air-cooled | Free-standing | FALSE | Hot & Cold | 0.5 | 22 | 0.8 | 2015-06-05 | Low Capacity | 3 | 2.9958
Water Solutions (HongKong), Ltd. | MTN Inspiration | IW210EZESS | Bottle type | Air-cooled | Free-standing | FALSE | Hot & Cold | 0.5 | 45 | 1.1 | 2010-04-27 | Low Capacity | 3 | 2.7789
Foshan Shunde Midea Water Dispenser Mft. Co. Ltd. | Hamilton Beach | BL-2-4 | Bottle type | Air-cooled | Free-standing | FALSE | Hot & Cold | 0.5 | 22 | 0.8 | 2014-09-05 | Low Capacity | 3 | 3.057
Water Solutions (HongKong), Ltd. | MTN Reflection | RS210ES | Bottle type | Air-cooled | Free-standing | FALSE | Hot & Cold | 0.5 | 45 | 1.1 | 2010-04-27 | Low Capacity | 3 | 3.0816
Water Solutions (HongKong), Ltd. | MTN Reflection | RW210ESS | Bottle type | Air-cooled | Free-standing | FALSE | Hot & Cold | 0.5 | 45 | 1.1 | 2010-04-27 | Low Capacity | 3 | 2.9909
Water Solutions (HongKong), Ltd. | MTN Vision | VB215LXESS | Point-of-use type | Air-cooled | Free-standing | FALSE | Hot & Cold | 0.5 | 45 | 1.1 | 2010-04-27 | Low Capacity | 3 | 3.0395
Guangdong Midea Consumer Electric Manufacturing Co., Ltd. | Kissla | 601154 | Bottle type | Air-cooled | Free-standing | FALSE | Hot & Cold | 0.5 | 22 | 0.8 | 2014-09-17 | Low Capacity | 3 | 3.1346
Water Solutions (HongKong), Ltd. | MTN Inspiration | IB 115 LX ES | Point-of-use type | Air-cooled | Free-standing | FALSE | Cook (ambient) & Cold | 0.5 | 45 | 1.1 | 2010-09-28 | Low Capacity | 2 | 2.0349
Guangdong Midea Consumer Electric Manufacturing Co., Ltd. | Primo | 601177 | Bottle type | Air-cooled | Free-standing | FALSE | Hot & Cold | 0.5 | 22 | 0.8 | 2014-09-15 | Low Capacity | 3 | 3.2123
Water Solutions (HongKong), Ltd. | MTN Vision | VB215ESS | Point-of-use type | Air-cooled | Free-standing | FALSE | Hot & Cold | 0.5 | 45 | 1.1 | 2010-04-27 | Low Capacity | 3 | 2.835
Foshan Shunde Midea Water Dispenser Mft. Co. Ltd. | Primo | 601142 | Bottle type | Air-cooled | Free-standing | FALSE | Hot & Cold | 0.5 | 22 | 0.8 | 2014-09-05 | Low Capacity | 3 | 2.9341
Foshan Shunde Midea Water Dispenser Mft. Co. Ltd. | Primo | 601132 | Bottle type | Air-cooled | Free-standing | FALSE | Hot & Cold | 0.5 | 22 | 0.7 | 2015-01-29 | Low Capacity | 3 | 3.221
Water Solutions (HongKong), Ltd. | MTN Products, Inc. | VB210LXESS | Bottle type | Air-cooled | Free-standing | FALSE | Hot & Cold | 0.5 | 45 | 1.1 | 2010-03-05 | Low Capacity | 3 | 2.8578
Water Solutions (HongKong), Ltd. | MTN Vision | VB 110 ES | Bottle type | Air-cooled | Free-standing | FALSE | Cook (ambient) & Cold | 0.5 | 45 | 1.1 | 2010-09-28 | Low Capacity | 2 | 2.203
Water Solutions (HongKong), Ltd. | MTN Products, Inc. | VW210LXEZES | Bottle type | Air-cooled | Free-standing | FALSE | Hot & Cold | 0.5 | 45 | 1.1 | 2010-03-05 | Low Capacity | 3 | 3.1053
Water Solutions (HongKong), Ltd. | MTN Products, Inc. | DW215ES | Point-of-use type | Air-cooled | Free-standing | FALSE | Hot & Cold | 0.5 | 45 | 1.1 | 2010-04-27 | Low Capacity | 3 | 3.2293
Water Solutions (HongKong), Ltd. | MTN Inspiration | IW215ESS | Point-of-use type | Air-cooled | Free-standing | FALSE | Hot & Cold | 0.5 | 45 | 1.1 | 2010-04-27 | Low Capacity | 3 | 3.0817
Foshan Shunde Midea Water Dispenser Mft. Co. Ltd. | Kissla | 601172 | Bottle type | Air-cooled | Free-standing | FALSE | Hot & Cold | 0.5 | 22 | 0.8 | 2015-01-29 | Low Capacity | 3 | 2.7798
Water Solutions (HongKong), Ltd. | MTN Products, Inc. | RP215ESS | Bottle type | Air-cooled | Free-standing | FALSE | Hot & Cold | 0.5 | 45 | 1.1 | 2010-03-05 | Low Capacity | 3 | 2.978
Water Solutions (HongKong), Ltd. | MTN Products, Inc. | RW215ESS | Bottle type | Air-cooled | Free-standing | FALSE | Hot & Cold | 0.5 | 45 | 1.1 | 2010-03-05 | Low Capacity | 3 | 2.905
Water Solutions (HongKong), Ltd. | MTN Products, Inc. | IB215LXESS | Point-of-use type | Air-cooled | Free-standing | FALSE | Hot & Cold | 0.5 | 45 | 1.1 | 2010-04-27 | Low Capacity | 3 | 3.2337
Water Solutions (HongKong), Ltd. | MTN Vision | RP215ESS | Point-of-use type | Air-cooled | Free-standing | FALSE | Hot & Cold | 0.5 | 45 | 1.1 | 2010-04-27 | Low Capacity | 3 | 3.081
Foshan Shunde Midea Water Dispenser Mft. Co. Ltd. | Primo | 601160 | Bottle type | Air-cooled | Free-standing | FALSE | Hot & Cold | 0.5 | 22 | 0.8 | 2014-09-05 | Low Capacity | 3 | 2.9281
Foshan Shunde Midea Water Dispenser Mft. Co. Ltd. | Primo | 601089 | Bottle type | Air-cooled | Free-standing | FALSE | Hot & Cold | 0.5 | 22 | 0.8 | 2015-01-29 | Low Capacity | 3 | 2.9511
Water Solutions (HongKong), Ltd. | MTN Vision | VB210EZES | Bottle type | Air-cooled | Free-standing | FALSE | Hot & Cold | 0.5 | 45 | 1.1 | 2010-04-27 | Low Capacity | 3 | 2.99
Foshan Shunde Midea Water Dispenser Mft. Co. Ltd. | Primo | 601166 | Bottle type | Air-cooled | Free-standing | FALSE | Hot & Cold | 0.5 | 22 | 0.8 | 2015-01-29 | Low Capacity | 3 | 2.9053
Guangdong Midea Consumer Electric Manufacturing Co., Ltd. | Primo | 601132 | Bottle type | Air-cooled | Free-standing | FALSE | Hot & Cold | 0.5 | 22 | 0.7 | 2014-09-17 | Low Capacity | 3 | 3.2458
Water Solutions (HongKong), Ltd. | MTN Products, Inc. | RB210EZES | Bottle type | Air-cooled | Free-standing | FALSE | Hot & Cold | 0.5 | 45 | 1.1 | 2010-03-05 | Low Capacity | 3 | 3.1057
Foshan Shunde Midea Water Dispenser Mft. Co. Ltd. | Kissla | 601155 | Bottle type | Air-cooled | Free-standing | FALSE | Hot & Cold | 0.5 | 22 | 0.8 | 2015-01-29 | Low Capacity | 3 | 3.1871
Water Solutions (HongKong), Ltd. | MTN Reflection | IW215ESS | Point-of-use type | Air-cooled | Free-standing | FALSE | Hot & Cold | 0.5 | 45 | 1.1 | 2010-04-27 | Low Capacity | 3 | 2.9194
Foshan Shunde Midea Water Dispenser Mft. Co. Ltd. | Primo | 601000 | Bottle type | Air-cooled | Free-standing | FALSE | Hot & Cold | 0.5 | 22 | 0.8 | 2015-01-29 | Low Capacity | 3 | 3.2385
Water Solutions (HongKong), Ltd. | MTN Inspiration | VW215LXES | Point-of-use type | Air-cooled | Free-standing | FALSE | Hot & Cold | 0.5 | 45 | 1.1 | 2010-04-27 | Low Capacity | 3 | 2.8524
Foshan Shunde Midea Water Dispenser Mft. Co. Ltd. | Primo | 601167 | Bottle type | Air-cooled | Free-standing | FALSE | Hot & Cold | 0.5 | 22 | 0.8 | 2015-01-29 | Low Capacity | 3 | 3.2384
Water Solutions (HongKong), Ltd. | MTN Reflection | RP210ESS | Bottle type | Air-cooled | Free-standing | FALSE | Hot & Cold | 0.5 | 45 | 1.1 | 2010-04-27 | Low Capacity | 3 | 3.0262
Water Solutions (HongKong), Ltd. | MTN Products, Inc. | IB210LXES | Bottle type | Air-cooled | Free-standing | FALSE | Hot & Cold | 0.5 | 45 | 1.1 | 2010-03-05 | Low Capacity | 3 | 3.1319
Water Solutions (HongKong), Ltd. | MTN Reflection | RB210ESS | Bottle type | Air-cooled | Free-standing | FALSE | Hot & Cold | 0.5 | 45 | 1.1 | 2010-04-27 | Low Capacity | 3 | 2.8994
Water Solutions (HongKong), Ltd. | MTN Reflection | RB215ES | Point-of-use type | Air-cooled | Free-standing | FALSE | Hot & Cold | 0.5 | 45 | 1.1 | 2010-04-27 | Low Capacity | 3 | 2.9208
Water Solutions (HongKong), Ltd. | MTN Vision | RP210ESS | Bottle type | Air-cooled | Free-standing | FALSE | Hot & Cold | 0.5 | 45 | 1.1 | 2010-04-27 | Low Capacity | 3 | 3.0077
Foshan Shunde Midea Water Dispenser Mft. Co. Ltd. | Hamilton Beach | BL-7-4 | Bottle type | Air-cooled | Free-standing | FALSE | Hot & Cold | 0.5 | 22 | 0.8 | 2015-01-29 | Low Capacity | 3 | 2.8724
Water Solutions (HongKong), Ltd. | MTN Vision | VB210ESS | Bottle type | Air-cooled | Free-standing | FALSE | Hot & Cold | 0.5 | 45 | 1.1 | 2010-04-27 | Low Capacity | 3 | 2.9338
Water Solutions (HongKong), Ltd. | MTN Vision | VW210ES | Bottle type | Air-cooled | Free-standing | FALSE | Hot & Cold | 0.5 | 45 | 1.1 | 2010-04-27 | Low Capacity | 3 | 3.1196
Water Solutions (HongKong), Ltd. | MTN Vision | RS210EZESS | Bottle type | Air-cooled | Free-standing | FALSE | Hot & Cold | 0.5 | 45 | 1.1 | 2010-04-27 | Low Capacity | 3 | 2.9969
Water Solutions (HongKong), Ltd. | MTN Reflection | VW210EZES | Bottle type | Air-cooled | Free-standing | FALSE | Hot & Cold | 0.5 | 45 | 1.1 | 2010-04-27 | Low Capacity | 3 | 2.9093
Water Solutions (HongKong), Ltd. | MTN Vision | VW215ESS | Point-of-use type | Air-cooled | Free-standing | FALSE | Hot & Cold | 0.5 | 45 | 1.1 | 2010-04-27 | Low Capacity | 3 | 3.1247
Foshan Shunde Midea Water Dispenser Mft. Co. Ltd. | Primo | 601143 | Bottle type | Air-cooled | Free-standing | FALSE | Hot & Cold | 0.5 | 22 | 0.8 | 2014-09-05 | Low Capacity | 3 | 2.8688
Foshan Shunde Midea Water Dispenser Mft. Co. Ltd. | Primo | 601146 | Bottle type | Air-cooled | Free-standing | FALSE | Hot & Cold | 0.5 | 22 | 0.8 | 2014-09-05 | Low Capacity | 3 | 3.1588
Water Solutions (HongKong), Ltd. | MTN Products, Inc. | IB215LXES | Bottle type | Air-cooled | Free-standing | FALSE | Hot & Cold | 0.5 | 45 | 1.1 | 2010-03-05 | Low Capacity | 3 | 2.7628
Water Solutions (HongKong), Ltd. | MTN Vision | VW 115 ES | Point-of-use type | Air-cooled | Free-standing | FALSE | Cook (ambient) & Cold | 0.5 | 45 | 1.1 | 2010-09-28 | Low Capacity | 2 | 1.8517
Water Solutions (HongKong), Ltd. | MTN Products, Inc. | VW215ES | Bottle type | Air-cooled | Free-standing | FALSE | Hot & Cold | 0.5 | 45 | 1.1 | 2010-03-05 | Low Capacity | 3 | 2.8641
Oasis International | Oasis | BPO1SK | Bottle type | Air-cooled | Free-standing | FALSE | Cook (ambient) & Cold | 0.5 |  | 0.1 | 2011-01-05 | Low Capacity | 2 | 1.8007
Water Solutions (HongKong), Ltd. | MTN Reflection | RP215ESS | Point-of-use type | Air-cooled | Free-standing | FALSE | Hot & Cold | 0.5 | 45 | 1.1 | 2010-04-27 | Low Capacity | 3 | 3.1148
Water Solutions (HongKong), Ltd. | MTN Products, Inc. | RS215ES | Bottle type | Air-cooled | Free-standing | FALSE | Hot & Cold | 0.5 | 45 | 1.1 | 2010-03-05 | Low Capacity | 3 | 2.9945
Water Solutions (HongKong), Ltd. | MTN Inspiration | RW210ES | Bottle type | Air-cooled | Free-standing | FALSE | Hot & Cold | 0.5 | 45 | 1.1 | 2010-04-27 | Low Capacity | 3 | 3.0238
Water Solutions (HongKong), Ltd. | MTN Reflection | RB215ESS | Point-of-use type | Air-cooled | Free-standing | FALSE | Hot & Cold | 0.5 | 45 | 1.1 | 2010-04-27 | Low Capacity | 3 | 3.2083
Water Solutions (HongKong), Ltd. | MTN Products, Inc. | VW210ESS | Bottle type | Air-cooled | Free-standing | FALSE | Hot & Cold | 0.5 | 45 | 1.1 | 2010-03-05 | Low Capacity | 3 | 2.974
Guangdong Midea Consumer Electric Manufacturing Co., Ltd. | Primo | 601088 | Bottle type | Air-cooled | Free-standing | FALSE | Hot & Cold | 0.5 | 22 | 0.8 | 2014-09-17 | Low Capacity | 3 | 3.1712
Water Solutions (HongKong), Ltd. | MTN Reflection | RW210ES | Bottle type | Air-cooled | Free-standing | FALSE | Hot & Cold | 0.5 | 45 | 1.1 | 2010-04-27 | Low Capacity | 3 | 3.1737
Water Solutions (HongKong), Ltd. | MTN Reflection | IB210EZES | Bottle type | Air-cooled | Free-standing | FALSE | Hot & Cold | 0.5 | 45 | 1.1 | 2010-04-27 | Low Capacity | 3 | 2.7894
Water Solutions (HongKong), Ltd. | MTN Reflection | RS215ES | Point-of-use type | Air-cooled | Free-standing | FALSE | Hot & Cold | 0.5 | 45 | 1.1 | 2010-04-27 | Low Capacity | 3 | 3.1811
Guangdong Midea Consumer Electric Manufacturing Co., Ltd. | Primo | 900137 | Bottle type | Air-cooled | Free-standing | FALSE | Hot & Cold | 0.5 | 22 | 0.7 | 2014-09-17 | Low Capacity | 3 | 3.0217
Water Solutions (HongKong), Ltd. | MTN Vision | DW210ES | Bottle type | Air-cooled | Free-standing | FALSE | Hot & Cold | 0.5 | 45 | 1.1 | 2010-04-27 | Low Capacity | 3 | 3.053
Water Solutions (HongKong), Ltd. | MTN Inspiration | RW210EZESS | Bottle type | Air-cooled | Free-standing | FALSE | Hot & Cold | 0.5 | 45 | 1.1 | 2010-04-27 | Low Capacity | 3 | 3.0584
Water Solutions (HongKong), Ltd. | MTN Inspiration | RB215ESS | Point-of-use type | Air-cooled | Free-standing | FALSE | Hot & Cold | 0.5 | 45 | 1.1 | 2010-04-27 | Low Capacity | 3 | 2.9536
Water Solutions (HongKong), Ltd. | MTN Inspiration | RP210ESS | Bottle type | Air-cooled | Free-standing | FALSE | Hot & Cold | 0.5 | 45 | 1.1 | 2010-04-27 | Low Capacity | 3 | 2.9844
Water Solutions (HongKong), Ltd. | MTN Products, Inc. | IW210LXEZESS | Bottle type | Air-cooled | Free-standing | FALSE | Hot & Cold | 0.5 | 45 | 1.1 | 2010-03-05 | Low Capacity | 3 | 3.0459
Water Solutions (HongKong), Ltd. | MTN Products, Inc. | IW210EZESS | Bottle type | Air-cooled | Free-standing | FALSE | Hot & Cold | 0.5 | 45 | 1.1 | 2010-03-05 | Low Capacity | 3 | 2.961
Water Solutions (HongKong), Ltd. | MTN Vision | VB210LXEZES | Bottle type | Air-cooled | Free-standing | FALSE | Hot & Cold | 0.5 | 45 | 1.1 | 2010-04-27 | Low Capacity | 3 | 3.1654
Water Solutions (HongKong), Ltd. | MTN Products, Inc. | VW215ESS | Point-of-use type | Air-cooled | Free-standing | FALSE | Hot & Cold | 0.5 | 45 | 1.1 | 2010-04-27 | Low Capacity | 3 | 2.8041
Water Solutions (HongKong), Ltd. | MTN Vision | DW210ESS | Bottle type | Air-cooled | Free-standing | FALSE | Hot & Cold | 0.5 | 45 | 1.1 | 2010-04-27 | Low Capacity | 3 | 2.8431
Water Solutions (HongKong), Ltd. | MTN Inspiration | IW 110 LX ES | Bottle type | Air-cooled | Free-standing | FALSE | Cook (ambient) & Cold | 0.5 | 45 | 1.1 | 2010-09-28 | Low Capacity | 2 | 2.1467
Water Solutions (HongKong), Ltd. | MTN Vision | DW215ESS | Point-of-use type | Air-cooled | Free-standing | FALSE | Hot & Cold | 0.5 | 45 | 1.1 | 2010-04-27 | Low Capacity | 3 | 2.9235
Water Solutions (HongKong), Ltd. | MTN Products, Inc. | IW215LXESS | Bottle type | Air-cooled | Free-standing | FALSE | Hot & Cold | 0.5 | 45 | 1.1 | 2010-03-05 | Low Capacity | 3 | 3.0156
Water Solutions (HongKong), Ltd. | MTN Products, Inc. | VW215ES | Point-of-use type | Air-cooled | Free-standing | FALSE | Hot & Cold | 0.5 | 45 | 1.1 | 2010-04-27 | Low Capacity | 3 | 3.1941
Foshan Shunde Midea Water Dispenser Mft. Co. Ltd. | Primo | 601090C2 | Bottle type | Air-cooled | Free-standing | FALSE | Hot & Cold | 0.5 | 22 | 0.8 | 2015-01-29 | Low Capacity | 3 | 2.979
Water Solutions (HongKong), Ltd. | MTN Products, Inc. | IW215ES | Point-of-use type | Air-cooled | Free-standing | FALSE | Hot & Cold | 0.5 | 45 | 1.1 | 2010-04-27 | Low Capacity | 3 | 2.8153
Water Solutions (HongKong), Ltd. | MTN Products, Inc. | IW210LXEZES | Bottle type | Air-cooled | Free-standing | FALSE | Hot & Cold | 0.5 | 45 | 1.1 | 2010-03-05 | Low Capacity | 3 | 3.0159
Water Solutions (HongKong), Ltd. | MTN Reflection | RW 110 EZ ES | Bottle type | Air-cooled | Free-standing | FALSE | Cook (ambient) & Cold | 0.5 | 45 | 1.1 | 2010-09-28 | Low Capacity | 2 | 1.8511
Foshan Shunde Midea Water Dispenser Mft. Co. Ltd. | Primo | 601000 | Bottle type | Air-cooled | Free-standing | FALSE | Hot & Cold | 0.5 | 22 | 0.8 | 2014-09-05 | Low Capacity | 3 | 3.2194
Water Solutions (HongKong), Ltd. | MTN Inspiration | RS210ES | Bottle type | Air-cooled | Free-standing | FALSE | Hot & Cold | 0.5 | 45 | 1.1 | 2010-04-27 | Low Capacity | 3 | 3.2246
Water Solutions (HongKong), Ltd. | MTN Products, Inc. | VW210LXEZESS | Bottle type | Air-cooled | Free-standing | FALSE | Hot & Cold | 0.5 | 45 | 1.1 | 2010-03-05 | Low Capacity | 3 | 2.8715
Water Solutions (HongKong), Ltd. | MTN Reflection | IW210LXES | Bottle type | Air-cooled | Free-standing | FALSE | Hot & Cold | 0.5 | 45 | 1.1 | 2010-04-27 | Low Capacity | 3 | 2.7544
Water Solutions (HongKong), Ltd. | MTN Products, Inc. | IW210ES | Bottle type | Air-cooled | Free-standing | FALSE | Hot & Cold | 0.5 | 45 | 1.1 | 2010-03-05 | Low Capacity | 3 | 2.9383
Water Solutions (HongKong), Ltd. | MTN Inspiration | IB210LXEZES | Bottle type | Air-cooled | Free-standing | FALSE | Hot & Cold | 0.5 | 45 | 1.1 | 2010-04-27 | Low Capacity | 3 | 2.7895
Water Solutions (HongKong), Ltd. | MTN Products, Inc. | VB210LXEZES | Bottle type | Air-cooled | Free-standing | FALSE | Hot & Cold | 0.5 | 45 | 1.1 | 2010-03-05 | Low Capacity | 3 | 2.7535
Water Solutions (HongKong), Ltd. | MTN Vision | VB210LXESS | Bottle type | Air-cooled | Free-standing | FALSE | Hot & Cold | 0.5 | 45 | 1.1 | 2010-04-27 | Low Capacity | 3 | 3.2244
Water Solutions (HongKong), Ltd. | MTN Reflection | IB215ESS | Point-of-use type | Air-cooled | Free-standing | FALSE | Hot & Cold | 0.5 | 45 | 1.1 | 2010-04-27 | Low Capacity | 3 | 3.2407
Water Solutions (HongKong), Ltd. | MTN Vision | IW210ES | Bottle type | Air-cooled | Free-standing | FALSE | Hot & Cold | 0.5 | 45 | 1.1 | 2010-04-27 | Low Capacity | 3 | 3.1753
Water Solutions (HongKong), Ltd. | MTN Inspiration | RP215ES | Point-of-use type | Air-cooled | Free-standing | FALSE | Hot & Cold | 0.5 | 45 | 1.1 | 2010-04-27 | Low Capacity | 3 | 3.011
Guangdong Midea Consumer Electric Manufacturing Co., Ltd. | Primo | 601090 | Bottle type | Air-cooled | Free-standing | FALSE | Hot & Cold | 0.5 | 22 | 0.8 | 2014-09-17 | Low Capacity | 3 | 3.1612
Water Solutions (HongKong), Ltd. | MTN Reflection | DW210ESS | Bottle type | Air-cooled | Free-standing | FALSE | Hot & Cold | 0.5 | 45 | 1.1 | 2010-04-27 | Low Capacity | 3 | 3.0585
Foshan Shunde Midea Water Dispenser Mft. Co. Ltd. | Primo | 601089 | Bottle type | Air-cooled | Free-standing | FALSE | Hot & Cold | 0.5 | 22 | 0.8 | 2014-09-05 | Low Capacity | 3 | 3.0255
Water Solutions (HongKong), Ltd. | MTN Inspiration | RS215ESS | Point-of-use type | Air-cooled | Free-standing | FALSE | Hot & Cold | 0.5 | 45 | 1.1 | 2010-04-27 | Low Capacity | 3 | 2.7614
Foshan Shunde Midea Water Dispenser Mft. Co. Ltd. | Hamilton Beach | BL-4-4 | Bottle type | Air-cooled | Free-standing | FALSE | Hot & Cold | 0.5 | 22 | 0.8 | 2015-01-29 | Low Capacity | 3 | 2.7703
Foshan Shunde Midea Water Dispenser Mft. Co. Ltd. | Primo | 601142 | Bottle type | Air-cooled | Free-standing | FALSE | Hot & Cold | 0.5 | 22 | 0.8 | 2015-01-29 | Low Capacity | 3 | 2.8299
Guangdong Midea Consumer Electric Manufacturing Co., Ltd. | Primo | 601176 | Bottle type | Air-cooled | Free-standing | FALSE | Hot & Cold | 0.5 | 22 | 0.8 | 2014-09-17 | Low Capacity | 3 | 2.9504
Water Solutions (HongKong), Ltd. | MTN Reflection | VB210ESS | Bottle type | Air-cooled | Free-standing | FALSE | Hot & Cold | 0.5 | 45 | 1.1 | 2010-04-27 | Low Capacity | 3 | 2.9992
Guangdong Midea Consumer Electric Manufacturing Co., Ltd. | Primo | 601086 | Bottle type | Air-cooled | Free-standing | FALSE | Hot & Cold | 0.5 | 22 | 0.7 | 2014-09-17 | Low Capacity | 3 | 3.0074
Water Solutions (HongKong), Ltd. | MTN Inspiration | RP215ESS | Point-of-use type | Air-cooled | Free-standing | FALSE | Hot & Cold | 0.5 | 45 | 1.1 | 2010-04-27 | Low Capacity | 3 | 2.9392
Water Solutions (HongKong), Ltd. | MTN Vision | IB215ESS | Point-of-use type | Air-cooled | Free-standing | FALSE | Hot & Cold | 0.5 | 45 | 1.1 | 2010-04-27 | Low Capacity | 3 | 2.9383
Water Solutions (HongKong), Ltd. | MTN Inspiration | RP210ES | Bottle type | Air-cooled | Free-standing | FALSE | Hot & Cold | 0.5 | 45 | 1.1 | 2010-04-27 | Low Capacity | 3 | 3.077
Water Solutions (HongKong), Ltd. | MTN Vision | IB210EZES | Bottle type | Air-cooled | Free-standing | FALSE | Hot & Cold | 0.5 | 45 | 1.1 | 2010-04-27 | Low Capacity | 3 | 3.0335
Guangdong Midea Consumer Electric Manufacturing Co., Ltd. | Primo | 601089 | Bottle type | Air-cooled | Free-standing | FALSE | Hot & Cold | 0.5 | 22 | 0.8 | 2014-09-17 | Low Capacity | 3 | 3.0305
Water Solutions (HongKong), Ltd. | MTN Inspiration | IW210LXES | Bottle type | Air-cooled | Free-standing | FALSE | Hot & Cold | 0.5 | 45 | 1.1 | 2010-04-27 | Low Capacity | 3 | 3.2034
Foshan Shunde Midea Water Dispenser Mft. Co. Ltd. | Primo | 601204 | Bottle type | Air-cooled | Free-standing | FALSE | Hot & Cold | 0.5 | 22 | 0.8 | 2015-06-05 | Low Capacity | 3 | 3.0297
Foshan Shunde Midea Water Dispenser Mft. Co. Ltd. | Primo | 601165 | Bottle type | Air-cooled | Free-standing | FALSE | Hot & Cold | 0.5 | 22 | 0.8 | 2015-01-29 | Low Capacity | 3 | 3.1718
Foshan Shunde Midea Water Dispenser Mft. Co. Ltd. | Primo | 601118 | Bottle type | Air-cooled | Free-standing | FALSE | Hot & Cold | 0.5 | 22 | 0.8 | 2015-01-29 | Low Capacity | 3 | 3.1602
Water Solutions (HongKong), Ltd. | MTN Products, Inc. | DW210EZESS | Bottle type | Air-cooled | Free-standing | FALSE | Hot & Cold | 0.5 | 45 | 1.1 | 2010-03-05 | Low Capacity | 3 | 3.1479
Water Solutions (HongKong), Ltd. | MTN Products, Inc. | IW215ESS | Point-of-use type | Air-cooled | Free-standing | FALSE | Hot & Cold | 0.5 | 45 | 1.1 | 2010-04-27 | Low Capacity | 3 | 3.1274
Guangdong Midea Consumer Electric Manufacturing Co., Ltd. | Primo | 900183 | Bottle type | Air-cooled | Free-standing | FALSE | Hot & Cold | 0.5 | 22 | 0.7 | 2014-09-17 | Low Capacity | 3 | 2.8777
Water Solutions (HongKong), Ltd. | MTN Reflection | RP 115 ES | Point-of-use type | Air-cooled | Free-standing | FALSE | Cook (ambient) & Cold | 0.5 | 45 | 1.1 | 2010-09-28 | Low Capacity | 2 | 1.8141
Water Solutions (HongKong), Ltd. | MTN Products, Inc. | VW215ESS | Bottle type | Air-cooled | Free-standing | FALSE | Hot & Cold | 0.5 | 45 | 1.1 | 2010-03-05 | Low Capacity | 3 | 2.8152
Guangdong Midea Consumer Electric Manufacturing Co., Ltd. | Kissla | 601162 | Bottle type | Air-cooled | Free-standing | FALSE | Hot & Cold | 0.5 | 22 | 0.7 | 2014-09-17 | Low Capacity | 3 | 2.9411
Water Solutions (HongKong), Ltd. | MTN Products, Inc. | RS215ES | Point-of-use type | Air-cooled | Free-standing | FALSE | Hot & Cold | 0.5 | 45 | 1.1 | 2010-04-27 | Low Capacity | 3 | 3.031
Guangdong Midea Consumer Electric Manufacturing Co., Ltd. | Kissla | 601163 | Bottle type | Air-cooled | Free-standing | FALSE | Hot & Cold | 0.5 | 22 | 0.8 | 2014-09-17 | Low Capacity | 3 | 2.8287
Guangdong Midea Consumer Electric Manufacturing Co., Ltd. | Kissla | 601172 | Bottle type | Air-cooled | Free-standing | FALSE | Hot & Cold | 0.5 | 22 | 0.8 | 2014-09-17 | Low Capacity | 3 | 2.8798
Water Solutions (HongKong), Ltd. | MTN Products, Inc. | RB215ESS | Point-of-use type | Air-cooled | Free-standing | FALSE | Hot & Cold | 0.5 | 45 | 1.1 | 2010-04-27 | Low Capacity | 3 | 3.0528
Water Solutions (HongKong), Ltd. | MTN Reflection | VW210LXESS | Bottle type | Air-cooled | Free-standing | FALSE | Hot & Cold | 0.5 | 45 | 1.1 | 2010-04-27 | Low Capacity | 3 | 3.1062
Water Solutions (HongKong), Ltd. | MTN Reflection | VW210EZESS | Bottle type | Air-cooled | Free-standing | FALSE | Hot & Cold | 0.5 | 45 | 1.1 | 2010-04-27 | Low Capacity | 3 | 2.9726
Water Solutions (HongKong), Ltd. | MTN Inspiration | VW210LXESS | Bottle type | Air-cooled | Free-standing | FALSE | Hot & Cold | 0.5 | 45 | 1.1 | 2010-04-27 | Low Capacity | 3 | 2.7972
Water Solutions (HongKong), Ltd. | MTN Reflection | VW210LXEZESS | Bottle type | Air-cooled | Free-standing | FALSE | Hot & Cold | 0.5 | 45 | 1.1 | 2010-04-27 | Low Capacity | 3 | 3.0368
Water Solutions (HongKong), Ltd. | MTN Inspiration | RB210ESS | Bottle type | Air-cooled | Free-standing | FALSE | Hot & Cold | 0.5 | 45 | 1.1 | 2010-04-27 | Low Capacity | 3 | 2.7896
Foshan Shunde Midea Water Dispenser Mft. Co. Ltd. | Hamilton Beach | BL-3-4 | Bottle type | Air-cooled | Free-standing | FALSE | Hot & Cold | 0.5 | 22 | 0.8 | 2015-01-29 | Low Capacity | 3 | 3.0688
Foshan Shunde Midea Water Dispenser Mft. Co. Ltd. | Primo | 601117 | Bottle type | Air-cooled | Free-standing | FALSE | Hot & Cold | 0.5 | 22 | 0.8 | 2015-01-29 | Low Capacity | 3 | 2.7817
Water Solutions (HongKong), Ltd. | MTN Reflection | IB215LXES | Point-of-use type | Air-cooled | Free-standing | FALSE | Hot & Cold | 0.5 | 45 | 1.1 | 2010-04-27 | Low Capacity | 3 | 2.8432
Foshan Shunde Midea Water Dispenser Mft. Co. Ltd. | Primo | 601087 | Bottle type | Air-cooled | Free-standing | FALSE | Hot & Cold | 0.5 | 22 | 0.7 | 2014-09-05 | Low Capacity | 3 | 2.9973
Foshan Shunde Midea Water Dispenser Mft. Co. Ltd. | Primo | 900137 | Bottle type | Air-cooled | Free-standing | FALSE | Hot & Cold | 0.5 | 22 | 0.7 | 2015-01-29 | Low Capacity | 3 | 3.0888
Foshan Shunde Midea Water Dispenser Mft. Co. Ltd. | Genuine Joe | 22552 | Bottle type | Air-cooled | Free-standing | FALSE | Hot & Cold | 0.5 | 22 | 0.6 | 2015-07-10 | Low Capacity | 3 | 2.7619
Water Solutions (HongKong), Ltd. | MTN Vision | RW215ES | Point-of-use type | Air-cooled | Free-standing | FALSE | Hot & Cold | 0.5 | 45 | 1.1 | 2010-04-27 | Low Capacity | 3 | 2.8601
Water Solutions (HongKong), Ltd. | MTN Inspiration | DW215ESS | Point-of-use type | Air-cooled | Free-standing | FALSE | Hot & Cold | 0.5 | 45 | 1.1 | 2010-04-27 | Low Capacity | 3 | 3.2423
Water Solutions (HongKong), Ltd. | MTN Inspiration | VW215ES | Point-of-use type | Air-cooled | Free-standing | FALSE | Hot & Cold | 0.5 | 45 | 1.1 | 2010-04-27 | Low Capacity | 3 | 2.9329
Water Solutions (HongKong), Ltd. | MTN Products, Inc. | RS210EZESS | Bottle type | Air-cooled | Free-standing | FALSE | Hot & Cold | 0.5 | 45 | 1.1 | 2010-03-05 | Low Capacity | 3 | 3.0293
Water Solutions (HongKong), Ltd. | MTN Vision | VB 110 EZ ES | Bottle type | Air-cooled | Free-standing | FALSE | Cook (ambient) & Cold | 0.5 | 45 | 1.1 | 2010-09-28 | Low Capacity | 2 | 2.1679
Water Solutions (HongKong), Ltd. | MTN Products, Inc. | IW215ES | Bottle type | Air-cooled | Free-standing | FALSE | Hot & Cold | 0.5 | 45 | 1.1 | 2010-03-05 | Low Capacity | 3 | 2.7608
Water Solutions (HongKong), Ltd. | MTN Vision | VB210EZESS | Bottle type | Air-cooled | Free-standing | FALSE | Hot & Cold | 0.5 | 45 | 1.1 | 2010-04-27 | Low Capacity | 3 | 2.9557
Water Solutions (HongKong), Ltd. | MTN Reflection | VB215LXESS | Point-of-use type | Air-cooled | Free-standing | FALSE | Hot & Cold | 0.5 | 45 | 1.1 | 2010-04-27 | Low Capacity | 3 | 2.7798
Water Solutions (HongKong), Ltd. | MTN Vision | IB210ES | Bottle type | Air-cooled | Free-standing | FALSE | Hot & Cold | 0.5 | 45 | 1.1 | 2010-04-27 | Low Capacity | 3 | 3.013
Guangdong Midea Consumer Electric Manufacturing Co., Ltd. | Primo | 601130 | Bottle type | Air-cooled | Free-standing | FALSE | Hot & Cold | 0.5 | 22 | 0.7 | 2014-09-17 | Low Capacity | 3 | 2.9667
Water Solutions (HongKong), Ltd. | MTN Inspiration | IB 110 LX ES | Bottle type | Air-cooled | Free-standing | FALSE | Cook (ambient) & Cold | 0.5 | 45 | 1.1 | 2010-09-28 | Low Capacity | 2 | 1.8532
Guangdong Midea Consumer Electric Manufacturing Co., Ltd. | Primo | 601158 | Bottle type | Air-cooled | Free-standing | FALSE | Hot & Cold | 0.5 | 22 | 0.7 | 2014-09-17 | Low Capacity | 3 | 3.0797
Foshan Shunde Midea Washing Appliances Mfg. Co., Ltd. | Hamilton Beach | BL-HCSB-7 | Bottle type | Air-cooled | Free-standing | FALSE | Hot & Cold | 0.5 | 22 | 0.8 | 2015-02-02 | Low Capacity | 3 | 2.8339
Water Solutions (HongKong), Ltd. | MTN Vision | RS210ESS | Bottle type | Air-cooled | Free-standing | FALSE | Hot & Cold | 0.5 | 45 | 1.1 | 2010-04-27 | Low Capacity | 3 | 2.9908
Water Solutions (HongKong), Ltd. | MTN Reflection | DW215ESS | Point-of-use type | Air-cooled | Free-standing | FALSE | Hot & Cold | 0.5 | 45 | 1.1 | 2010-04-27 | Low Capacity | 3 | 2.8875
Water Solutions (HongKong), Ltd. | MTN Vision | IB215ES | Point-of-use type | Air-cooled | Free-standing | FALSE | Hot & Cold | 0.5 | 45 | 1.1 | 2010-04-27 | Low Capacity | 3 | 2.7539
Water Solutions (HongKong), Ltd. | MTN Vision | RB210EZES | Bottle type | Air-cooled | Free-standing | FALSE | Hot & Cold | 0.5 | 45 | 1.1 | 2010-04-27 | Low Capacity | 3 | 3.0601
Foshan Shunde Midea Water Dispenser Mft. Co. Ltd. | Primo | 900127 | Bottle type | Air-cooled | Free-standing | FALSE | Hot & Cold | 0.5 | 22 | 0.7 | 2014-09-05 | Low Capacity | 3 | 3.2382
Water Solutions (HongKong), Ltd. | MTN Products, Inc. | IW215ESS | Bottle type | Air-cooled | Free-standing | FALSE | Hot & Cold | 0.5 | 45 | 1.1 | 2010-03-05 | Low Capacity | 3 | 2.9915
Water Solutions (HongKong), Ltd. | MTN Inspiration | RW210ESS | Bottle type | Air-cooled | Free-standing | FALSE | Hot & Cold | 0.5 | 45 | 1.1 | 2010-04-27 | Low Capacity | 3 | 3.0946
Water Solutions (HongKong), Ltd. | MTN Inspiration | RW215ES | Point-of-use type | Air-cooled | Free-standing | FALSE | Hot & Cold | 0.5 | 45 | 1.1 | 2010-04-27 | Low Capacity | 3 | 2.8462
Water Solutions (HongKong), Ltd. | MTN Products, Inc. | RB215ESS | Bottle type | Air-cooled | Free-standing | FALSE | Hot & Cold | 0.5 | 45 | 1.1 | 2010-03-05 | Low Capacity | 3 | 2.8932
Water Solutions (HongKong), Ltd. | MTN Products, Inc. | IB210ESS | Bottle type | Air-cooled | Free-standing | FALSE | Hot & Cold | 0.5 | 45 | 1.1 | 2010-03-05 | Low Capacity | 3 | 2.938
Water Solutions (HongKong), Ltd. | MTN Inspiration | IB210LXESS | Bottle type | Air-cooled | Free-standing | FALSE | Hot & Cold | 0.5 | 45 | 1.1 | 2010-04-27 | Low Capacity | 3 | 3.0671
Water Solutions (HongKong), Ltd. | MTN Inspiration | VB210LXEZES | Bottle type | Air-cooled | Free-standing | FALSE | Hot & Cold | 0.5 | 45 | 1.1 | 2010-04-27 | Low Capacity | 3 | 3.0764
Water Solutions (HongKong), Ltd. | MTN Vision | RP210EZES | Bottle type | Air-cooled | Free-standing | FALSE | Hot & Cold | 0.5 | 45 | 1.1 | 2010-04-27 | Low Capacity | 3 | 2.8937
Water Solutions (HongKong), Ltd. | MTN Reflection | RB210ES | Bottle type | Air-cooled | Free-standing | FALSE | Hot & Cold | 0.5 | 45 | 1.1 | 2010-04-27 | Low Capacity | 3 | 2.8352
Water Solutions (HongKong), Ltd. | MTN Inspiration | VW210EZES | Bottle type | Air-cooled | Free-standing | FALSE | Hot & Cold | 0.5 | 45 | 1.1 | 2010-04-27 | Low Capacity | 3 | 2.876
Foshan Shunde Midea Water Dispenser Mft. Co. Ltd. | Kissla | 601163 | Bottle type | Air-cooled | Free-standing | FALSE | Hot & Cold | 0.5 | 22 | 0.8 | 2015-01-29 | Low Capacity | 3 | 3.1568
Water Solutions (HongKong), Ltd. | MTN Reflection | VB210LXESS | Bottle type | Air-cooled | Free-standing | FALSE | Hot & Cold | 0.5 | 45 | 1.1 | 2010-04-27 | Low Capacity | 3 | 3.0758
Water Solutions (HongKong), Ltd. | MTN Inspiration | VW210LXEZESS | Bottle type | Air-cooled | Free-standing | FALSE | Hot & Cold | 0.5 | 45 | 1.1 | 2010-04-27 | Low Capacity | 3 | 2.8078
Water Solutions (HongKong), Ltd. | MTN Inspiration | RS210ESS | Bottle type | Air-cooled | Free-standing | FALSE | Hot & Cold | 0.5 | 45 | 1.1 | 2010-04-27 | Low Capacity | 3 | 3.0557
Water Solutions (HongKong), Ltd. | MTN Inspiration | VW210ES | Bottle type | Air-cooled | Free-standing | FALSE | Hot & Cold | 0.5 | 45 | 1.1 | 2010-04-27 | Low Capacity | 3 | 3.0365
Foshan Shunde Midea Water Dispenser Mft. Co. Ltd. | Primo | 601141 | Bottle type | Air-cooled | Free-standing | FALSE | Hot & Cold | 0.5 | 22 | 0.7 | 2015-01-29 | Low Capacity | 3 | 2.7904
Water Solutions (HongKong), Ltd. | MTN Vision | IW210LXESS | Bottle type | Air-cooled | Free-standing | FALSE | Hot & Cold | 0.5 | 45 | 1.1 | 2010-04-27 | Low Capacity | 3 | 2.83
Water Solutions (HongKong), Ltd. | MTN Vision | IB210EZESS | Bottle type | Air-cooled | Free-standing | FALSE | Hot & Cold | 0.5 | 45 | 1.1 | 2010-04-27 | Low Capacity | 3 | 3.1859
Water Solutions (HongKong), Ltd. | MTN Inspiration | DW210ESS | Bottle type | Air-cooled | Free-standing | FALSE | Hot & Cold | 0.5 | 45 | 1.1 | 2010-04-27 | Low Capacity | 3 | 2.8507
Foshan Shunde Midea Water Dispenser Mft. Co. Ltd. | Primo | 900133 | Bottle type | Air-cooled | Free-standing | FALSE | Hot & Cold | 0.5 | 22 | 0.8 | 2014-09-05 | Low Capacity | 3 | 3.1649
Water Solutions (HongKong), Ltd. | MTN Products, Inc. | RP215ES | Bottle type | Air-cooled | Free-standing | FALSE | Hot & Cold | 0.5 | 45 | 1.1 | 2010-03-05 | Low Capacity | 3 | 3.2435
Foshan Shunde Midea Water Dispenser Mft. Co. Ltd. | Primo | 601144 | Bottle type | Air-cooled | Free-standing | FALSE | Hot & Cold | 0.5 | 22 | 0.8 | 2015-01-29 | Low Capacity | 3 | 2.8447
Water Solutions (HongKong), Ltd. | MTN Products, Inc. | DW210ES | Bottle type | Air-cooled | Free-standing | FALSE | Hot & Cold | 0.5 | 45 | 1.1 | 2010-03-05 | Low Capacity | 3 | 2.9409
Foshan Shunde Midea Water Dispenser Mft. Co. Ltd. | Primo | 601090 SO | Bottle type | Air-cooled | Free-standing | FALSE | Hot & Cold | 0.5 | 22 | 0.8 | 2014-09-05 | Low Capacity | 3 | 2.8549
Water Solutions (HongKong), Ltd. | MTN Inspiration | RP210EZES | Bottle type | Air-cooled | Free-standing | FALSE | Hot & Cold | 0.5 | 45 | 1.1 | 2010-04-27 | Low Capacity | 3 | 3.234
Water Solutions (HongKong), Ltd. | MTN Products, Inc. | RW210EZESS | Bottle type | Air-cooled | Free-standing | FALSE | Hot & Cold | 0.5 | 45 | 1.1 | 2010-03-05 | Low Capacity | 3 | 2.7743
Water Solutions (HongKong), Ltd. | MTN Inspiration | DW210EZESS | Bottle type | Air-cooled | Free-standing | FALSE | Hot & Cold | 0.5 | 45 | 1.1 | 2010-04-27 | Low Capacity | 3 | 3.1087
Water Solutions (HongKong), Ltd. | MTN Vision | IW210ESS | Bottle type | Air-cooled | Free-standing | FALSE | Hot & Cold | 0.5 | 45 | 1.1 | 2010-04-27 | Low Capacity | 3 | 2.7667
Water Solutions (HongKong), Ltd. | MTN Products, Inc. | RS210ES | Bottle type | Air-cooled | Free-standing | FALSE | Hot & Cold | 0.5 | 45 | 1.1 | 2010-03-05 | Low Capacity | 3 | 3.2107
Water Solutions (HongKong), Ltd. | MTN Products, Inc. | RP215ES | Point-of-use type | Air-cooled | Free-standing | FALSE | Hot & Cold | 0.5 | 45 | 1.1 | 2010-04-27 | Low Capacity | 3 | 2.91
Foshan Shunde Midea Water Dispenser Mft. Co. Ltd. | Primo | 601090SO | Bottle type | Air-cooled | Free-standing | FALSE | Hot & Cold | 0.5 | 22 | 0.8 | 2015-01-29 | Low Capacity | 3 | 2.8973
Water Solutions (HongKong), Ltd. | MTN Inspiration | IW210ES | Bottle type | Air-cooled | Free-standing | FALSE | Hot & Cold | 0.5 | 45 | 1.1 | 2010-04-27 | Low Capacity | 3 | 2.7932
Guangdong Midea Consumer Electric Manufacturing Co., Ltd. | Primo | 601000 | Bottle type | Air-cooled | Free-standing | FALSE | Hot & Cold | 0.5 | 22 | 0.8 | 2014-09-17 | Low Capacity | 3 | 3.0852
Water Solutions (HongKong), Ltd. | MTN Products, Inc. | RS210EZES | Bottle type | Air-cooled | Free-standing | FALSE | Hot & Cold | 0.5 | 45 | 1.1 | 2010-03-05 | Low Capacity | 3 | 3.1328
Guangdong Midea Consumer Electric Manufacturing Co., Ltd. | Primo | 601159 | Bottle type | Air-cooled | Free-standing | FALSE | Hot & Cold | 0.5 | 22 | 0.8 | 2014-09-17 | Low Capacity | 3 | 3.227
Guangdong Midea Consumer Electric Manufacturing Co., Ltd. | Primo | 601166 | Bottle type | Air-cooled | Free-standing | FALSE | Hot & Cold | 0.5 | 22 | 0.8 | 2014-09-17 | Low Capacity | 3 | 2.8347
Water Solutions (HongKong), Ltd. | MTN Inspiration | VB210EZES | Bottle type | Air-cooled | Free-standing | FALSE | Hot & Cold | 0.5 | 45 | 1.1 | 2010-04-27 | Low Capacity | 3 | 3.1839
Water Solutions (HongKong), Ltd. | MTN Inspiration | IB210ESS | Bottle type | Air-cooled | Free-standing | FALSE | Hot & Cold | 0.5 | 45 | 1.1 | 2010-04-27 | Low Capacity | 3 | 2.7797
Water Solutions (HongKong), Ltd. | MTN Vision | VB 115 ES | Point-of-use type | Air-cooled | Free-standing | FALSE | Cook (ambient) & Cold | 0.5 | 45 | 1.1 | 2010-09-28 | Low Capacity | 2 | 1.9029
Foshan Shunde Midea Water Dispenser Mft. Co. Ltd. | Primo | 601177 | Bottle type | Air-cooled | Free-standing | FALSE | Hot & Cold | 0.5 | 22 | 0.8 | 2015-01-29 | Low Capacity | 3 | 2.8104
Oasis International | Oasis | POUD1SK | Bottle type | Air-cooled | Free-standing | FALSE | Cook (ambient) & Cold | 0.5 |  | 0.1 | 2011-01-05 | Low Capacity | 2 | 2.1148
Water Solutions (HongKong), Ltd. | MTN Vision | VB 110 LX EZ ES | Bottle type | Air-cooled | Free-standing | FALSE | Cook (ambient) & Cold | 0.5 | 45 | 1.1 | 2010-09-28 | Low Capacity | 2 | 2.0781
Water Solutions (HongKong), Ltd. | MTN Inspiration | VW210EZESS | Bottle type | Air-cooled | Free-standing | FALSE | Hot & Cold | 0.5 | 45 | 1.1 | 2010-04-27 | Low Capacity | 3 | 2.7524
Water Solutions (HongKong), Ltd. | MTN Reflection | RB 110 EZ ES | Bottle type | Air-cooled | Free-standing | FALSE | Cook (ambient) & Cold | 0.5 | 45 | 1.1 | 2010-09-28 | Low Capacity | 2 | 1.9956
Water Solutions (HongKong), Ltd. | MTN Vision | RW210ES | Bottle type | Air-cooled | Free-standing | FALSE | Hot & Cold | 0.5 | 45 | 1.1 | 2010-04-27 | Low Capacity | 3 | 2.8086
Water Solutions (HongKong), Ltd. | MTN Reflection | VW210LXEZES | Bottle type | Air-cooled | Free-standing | FALSE | Hot & Cold | 0.5 | 45 | 1.1 | 2010-04-27 | Low Capacity | 3 | 3.0324
Foshan Shunde Midea Water Dispenser Mft. Co. Ltd. | Primo | 601130 | Bottle type | Air-cooled | Free-standing | FALSE | Hot & Cold | 0.5 | 22 | 0.7 | 2014-09-05 | Low Capacity | 3 | 3.24
Water Solutions (HongKong), Ltd. | MTN Vision | VW 115 LX ES | Point-of-use type | Air-cooled | Free-standing | FALSE | Cook (ambient) & Cold | 0.5 | 45 | 1.1 | 2010-09-28 | Low Capacity | 2 | 1.8002
Water Solutions (HongKong), Ltd. | MTN Inspiration | RS210EZESS | Bottle type | Air-cooled | Free-standing | FALSE | Hot & Cold | 0.5 | 45 | 1.1 | 2010-04-27 | Low Capacity | 3 | 2.7924
Water Solutions (HongKong), Ltd. | MTN Products, Inc. | IB215ESS | Bottle type | Air-cooled | Free-standing | FALSE | Hot & Cold | 0.5 | 45 | 1.1 | 2010-03-05 | Low Capacity | 3 | 3.2355
Guangdong Midea Consumer Electric Manufacturing Co., Ltd. | Primo | 601160 | Bottle type | Air-cooled | Free-standing | FALSE | Hot & Cold | 0.5 | 22 | 0.8 | 2014-09-17 | Low Capacity | 3 | 2.854
Water Solutions (HongKong), Ltd. | MTN Reflection | IB210LXESS | Bottle type | Air-cooled | Free-standing | FALSE | Hot & Cold | 0.5 | 45 | 1.1 | 2010-04-27 | Low Capacity | 3 | 2.8901
Foshan Shunde Midea Water Dispenser Mft. Co. Ltd. | Midea | MYL1033S-W | Bottle type | Air-cooled | Free-standing | FALSE | Hot & Cold | 0.5 | 22 | 0.6 | 2015-01-29 | Low Capacity | 3 | 3.1256
Water Solutions (HongKong), Ltd. | MTN Vision | VW210EZES | Bottle type | Air-cooled | Free-standing | FALSE | Hot & Cold | 0.5 | 45 | 1.1 | 2010-04-27 | Low Capacity | 3 | 3.1596
Water Solutions (HongKong), Ltd. | MTN Products, Inc. | IW215LXESS | Point-of-use type | Air-cooled | Free-standing | FALSE | Hot & Cold | 0.5 | 45 | 1.1 | 2010-04-27 | Low Capacity | 3 | 3.0203
Water Solutions (HongKong), Ltd. | MTN Inspiration | VW210ESS | Bottle type | Air-cooled | Free-standing | FALSE | Hot & Cold | 0.5 | 45 | 1.1 | 2010-04-27 | Low Capacity | 3 | 3.1395
Foshan Shunde Midea Water Dispenser Mft. Co. Ltd. | Primo | 900128 | Bottle type | Air-cooled | Free-standing | FALSE | Hot & Cold | 0.5 | 22 | 0.7 | 2014-09-05 | Low Capacity | 3 | 3.2481
Water Solutions (HongKong), Ltd. | MTN Reflection | DW210EZESS | Bottle type | Air-cooled | Free-standing | FALSE | Hot & Cold | 0.5 | 45 | 1.1 | 2010-04-27 | Low Capacity | 3 | 2.9883
Water Solutions (HongKong), Ltd. | MTN Vision | RS215ES | Point-of-use type | Air-cooled | Free-standing | FALSE | Hot & Cold | 0.5 | 45 | 1.1 | 2010-04-27 | Low Capacity | 3 | 3.1207
Water Solutions (HongKong), Ltd. | MTN Reflection | RW215ES | Point-of-use type | Air-cooled | Free-standing | FALSE | Hot & Cold | 0.5 | 45 | 1.1 | 2010-04-27 | Low Capacity | 3 | 3.0703
Foshan Shunde Midea Water Dispenser Mft. Co. Ltd. | Primo | 601165 | Bottle type | Air-cooled | Free-standing | FALSE | Hot & Cold | 0.5 | 22 | 0.8 | 2014-09-05 | Low Capacity | 3 | 3.1812
Foshan Shunde Midea Water Dispenser Mft. Co. Ltd. | Kissla | 601153 | Bottle type | Air-cooled | Free-standing | FALSE | Hot & Cold | 0.5 | 22 | 0.7 | 2014-09-05 | Low Capacity | 3 | 3.1859
Water Solutions (HongKong), Ltd. | MTN Products, Inc. | RB215ES | Point-of-use type | Air-cooled | Free-standing | FALSE | Hot & Cold | 0.5 | 45 | 1.1 | 2010-04-27 | Low Capacity | 3 | 2.8034
Water Solutions (HongKong), Ltd. | MTN Products, Inc. | IW210LXES | Bottle type | Air-cooled | Free-standing | FALSE | Hot & Cold | 0.5 | 45 | 1.1 | 2010-03-05 | Low Capacity | 3 | 3.0571
Water Solutions (HongKong), Ltd. | MTN Products, Inc. | RP210EZES | Bottle type | Air-cooled | Free-standing | FALSE | Hot & Cold | 0.5 | 45 | 1.1 | 2010-03-05 | Low Capacity | 3 | 3.1453
Water Solutions (HongKong), Ltd. | MTN Products, Inc. | VB215LXES | Point-of-use type | Air-cooled | Free-standing | FALSE | Hot & Cold | 0.5 | 45 | 1.1 | 2010-04-27 | Low Capacity | 3 | 2.956
Water Solutions (HongKong), Ltd. | MTN Inspiration | VB210ES | Bottle type | Air-cooled | Free-standing | FALSE | Hot & Cold | 0.5 | 45 | 1.1 | 2010-04-27 | Low Capacity | 3 | 3.0203
Water Solutions (HongKong), Ltd. | MTN Vision | VB210LXEZESS | Bottle type | Air-cooled | Free-standing | FALSE | Hot & Cold | 0.5 | 45 | 1.1 | 2010-04-27 | Low Capacity | 3 | 3.1705
Guangdong Midea Consumer Electric Manufacturing Co., Ltd. | Primo | 601169 | Bottle type | Air-cooled | Free-standing | FALSE | Hot & Cold | 0.5 | 22 | 0.8 | 2014-09-17 | Low Capacity | 3 | 2.9484
Water Solutions (HongKong), Ltd. | MTN Inspiration | IB 115 ES | Point-of-use type | Air-cooled | Free-standing | FALSE | Cook (ambient) & Cold | 0.5 | 45 | 1.1 | 2010-09-28 | Low Capacity | 2 | 1.778
Water Solutions (HongKong), Ltd. | MTN Products, Inc. | VW210LXESS | Bottle type | Air-cooled | Free-standing | FALSE | Hot & Cold | 0.5 | 45 | 1.1 | 2010-03-05 | Low Capacity | 3 | 2.9898
Water Solutions (HongKong), Ltd. | MTN Products, Inc. | DW215ESS | Point-of-use type | Air-cooled | Free-standing | FALSE | Hot & Cold | 0.5 | 45 | 1.1 | 2010-04-27 | Low Capacity | 3 | 3.0304
Water Solutions (HongKong), Ltd. | MTN Vision | VB215ES | Point-of-use type | Air-cooled | Free-standing | FALSE | Hot & Cold | 0.5 | 45 | 1.1 | 2010-04-27 | Low Capacity | 3 | 2.9442
Water Solutions (HongKong), Ltd. | MTN Products, Inc. | VW215LXES | Bottle type | Air-cooled | Free-standing | FALSE | Hot & Cold | 0.5 | 45 | 1.1 | 2010-03-05 | Low Capacity | 3 | 3.0803
Water Solutions (HongKong), Ltd. | MTN Reflection | VW215ES | Point-of-use type | Air-cooled | Free-standing | FALSE | Hot & Cold | 0.5 | 45 | 1.1 | 2010-04-27 | Low Capacity | 3 | 3.1399
Water Solutions (HongKong), Ltd. | MTN Reflection | IB215ES | Point-of-use type | Air-cooled | Free-standing | FALSE | Hot & Cold | 0.5 | 45 | 1.1 | 2010-04-27 | Low Capacity | 3 | 2.9642
Water Solutions (HongKong), Ltd. | MTN Inspiration | RB210EZESS | Bottle type | Air-cooled | Free-standing | FALSE | Hot & Cold | 0.5 | 45 | 1.1 | 2010-04-27 | Low Capacity | 3 | 3.2496
Guangdong Midea Consumer Electric Manufacturing Co., Ltd. | Primo | 900118 | Bottle type | Air-cooled | Free-standing | FALSE | Hot & Cold | 0.5 | 22 | 0.7 | 2014-09-17 | Low Capacity | 3 | 3.2221
Water Solutions (HongKong), Ltd. | MTN Inspiration | VW210LXEZES | Bottle type | Air-cooled | Free-standing | FALSE | Hot & Cold | 0.5 | 45 | 1.1 | 2010-04-27 | Low Capacity | 3 | 3.0726
Water Solutions (HongKong), Ltd. | MTN Reflection | RB 115 ES | Point-of-use type | Air-cooled | Free-standing | FALSE | Cook (ambient) & Cold | 0.5 | 45 | 1.1 | 2010-09-28 | Low Capacity | 2 | 1.9952
Water Solutions (HongKong), Ltd. | MTN Vision | VB210ES | Bottle type | Air-cooled | Free-standing | FALSE | Hot & Cold | 0.5 | 45 | 1.1 | 2010-04-27 | Low Capacity | 3 | 3.1336
Foshan Shunde Midea Water Dispenser Mft. Co. Ltd. | Hamilton Beach | BL-1-4 | Bottle type | Air-cooled | Free-standing | FALSE | Hot & Cold | 0.5 | 22 | 0.8 | 2014-09-05 | Low Capacity | 3 | 2.7896
Water Solutions (HongKong), Ltd. | MTN Inspiration | IW210LXEZES | Bottle type | Air-cooled | Free-standing | FALSE | Hot & Cold | 0.5 | 45 | 1.1 | 2010-04-27 | Low Capacity | 3 | 2.9783
Water Solutions (HongKong), Ltd. | MTN Vision | RB215ES | Point-of-use type | Air-cooled | Free-standing | FALSE | Hot & Cold | 0.5 | 45 | 1.1 | 2010-04-27 | Low Capacity | 3 | 2.8145
Water Solutions (HongKong), Ltd. | MTN Inspiration | VW215LXESS | Point-of-use type | Air-cooled | Free-standing | FALSE | Hot & Cold | 0.5 | 45 | 1.1 | 2010-04-27 | Low Capacity | 3 | 3.2091
Foshan Shunde Midea Water Dispenser Mft. Co. Ltd. | Primo | 601183 | Bottle type | Air-cooled | Free-standing | FALSE | Hot & Cold | 0.5 | 22 | 0.8 | 2014-09-05 | Low Capacity | 3 | 2.9663
Water Solutions (HongKong), Ltd. | MTN Inspiration | RS215ES | Point-of-use type | Air-cooled | Free-standing | FALSE | Hot & Cold | 0.5 | 45 | 1.1 | 2010-04-27 | Low Capacity | 3 | 2.9524
Foshan Shunde Midea Water Dispenser Mft. Co. Ltd. | Primo | 601169 | Bottle type | Air-cooled | Free-standing | FALSE | Hot & Cold | 0.5 | 22 | 0.8 | 2014-09-05 | Low Capacity | 3 | 3.1398
Foshan Shunde Midea Water Dispenser Mft. Co. Ltd. | Primo | 601159 | Bottle type | Air-cooled | Free-standing | FALSE | Hot & Cold | 0.5 | 22 | 0.8 | 2014-09-05 | Low Capacity | 3 | 3.0685
Foshan Shunde Midea Water Dispenser Mft. Co. Ltd. | Primo | 601176 | Bottle type | Air-cooled | Free-standing | FALSE | Hot & Cold | 0.5 | 22 | 0.8 | 2015-01-29 | Low Capacity | 3 | 2.774
Water Solutions (HongKong), Ltd. | MTN Inspiration | IW210ESS | Bottle type | Air-cooled | Free-standing | FALSE | Hot & Cold | 0.5 | 45 | 1.1 | 2010-04-27 | Low Capacity | 3 | 3.0024
Water Solutions (HongKong), Ltd. | MTN Reflection | VB215ES | Point-of-use type | Air-cooled | Free-standing | FALSE | Hot & Cold | 0.5 | 45 | 1.1 | 2010-04-27 | Low Capacity | 3 | 2.8464
Guangdong Midea Consumer Electric Manufacturing Co., Ltd. | Primo | 601168 | Bottle type | Air-cooled | Free-standing | FALSE | Hot & Cold | 0.5 | 22 | 0.8 | 2014-09-17 | Low Capacity | 3 | 3.0067
Water Solutions (HongKong), Ltd. | MTN Products, Inc. | DW215ES | Bottle type | Air-cooled | Free-standing | FALSE | Hot & Cold | 0.5 | 45 | 1.1 | 2010-03-05 | Low Capacity | 3 | 3.0384
Water Solutions (HongKong), Ltd. | MTN Inspiration | DW215ES | Point-of-use type | Air-cooled | Free-standing | FALSE | Hot & Cold | 0.5 | 45 | 1.1 | 2010-04-27 | Low Capacity | 3 | 2.9322
Water Solutions (HongKong), Ltd. | MTN Reflection | VB210EZESS | Bottle type | Air-cooled | Free-standing | FALSE | Hot & Cold | 0.5 | 45 | 1.1 | 2010-04-27 | Low Capacity | 3 | 2.7643
Water Solutions (HongKong), Ltd. | MTN Inspiration | IB210ES | Bottle type | Air-cooled | Free-standing | FALSE | Hot & Cold | 0.5 | 45 | 1.1 | 2010-04-27 | Low Capacity | 3 | 2.87
Water Solutions (HongKong), Ltd. | MTN Vision | IW210LXEZES | Bottle type | Air-cooled | Free-standing | FALSE | Hot & Cold | 0.5 | 45 | 1.1 | 2010-04-27 | Low Capacity | 3 | 2.9424
Water Solutions (HongKong), Ltd. | MTN Reflection | RP 110 EZ ES | Bottle type | Air-cooled | Free-standing | FALSE | Cook (ambient) & Cold | 0.5 | 45 | 1.1 | 2010-09-28 | Low Capacity | 2 | 1.8615
Water Solutions (HongKong), Ltd. | MTN Reflection | IB210ES | Bottle type | Air-cooled | Free-standing | FALSE | Hot & Cold | 0.5 | 45 | 1.1 | 2010-04-27 | Low Capacity | 3 | 2.8164
Water Solutions (HongKong), Ltd. | MTN Vision | RW210EZESS | Bottle type | Air-cooled | Free-standing | FALSE | Hot & Cold | 0.5 | 45 | 1.1 | 2010-04-27 | Low Capacity | 3 | 3.0259
Water Solutions (HongKong), Ltd. | MTN Products, Inc. | RW215ES | Bottle type | Air-cooled | Free-standing | FALSE | Hot & Cold | 0.5 | 45 | 1.1 | 2010-03-05 | Low Capacity | 3 | 2.7663
Water Solutions (HongKong), Ltd. | MTN Products, Inc. | DW210ESS | Bottle type | Air-cooled | Free-standing | FALSE | Hot & Cold | 0.5 | 45 | 1.1 | 2010-03-05 | Low Capacity | 3 | 3.1783
Water Solutions (HongKong), Ltd. | MTN Products, Inc. | RP210ES | Bottle type | Air-cooled | Free-standing | FALSE | Hot & Cold | 0.5 | 45 | 1.1 | 2010-03-05 | Low Capacity | 3 | 2.9271
Water Solutions (HongKong), Ltd. | MTN Vision | IW210EZES | Bottle type | Air-cooled | Free-standing | FALSE | Hot & Cold | 0.5 | 45 | 1.1 | 2010-04-27 | Low Capacity | 3 | 3.1083
Water Solutions (HongKong), Ltd. | MTN Vision | DW215ES | Point-of-use type | Air-cooled | Free-standing | FALSE | Hot & Cold | 0.5 | 45 | 1.1 | 2010-04-27 | Low Capacity | 3 | 2.8921
Water Solutions (HongKong), Ltd. | MTN Vision | RW215ESS | Point-of-use type | Air-cooled | Free-standing | FALSE | Hot & Cold | 0.5 | 45 | 1.1 | 2010-04-27 | Low Capacity | 3 | 2.8874
Water Solutions (HongKong), Ltd. | MTN Reflection | IB210LXEZES | Bottle type | Air-cooled | Free-standing | FALSE | Hot & Cold | 0.5 | 45 | 1.1 | 2010-04-27 | Low Capacity | 3 | 3.2103
Water Solutions (HongKong), Ltd. | MTN Inspiration | VB210LXEZESS | Bottle type | Air-cooled | Free-standing | FALSE | Hot & Cold | 0.5 | 45 | 1.1 | 2010-04-27 | Low Capacity | 3 | 3.0472
Water Solutions (HongKong), Ltd. | MTN Reflection | RB210EZES | Bottle type | Air-cooled | Free-standing | FALSE | Hot & Cold | 0.5 | 45 | 1.1 | 2010-04-27 | Low Capacity | 3 | 3.2366
Water Solutions (HongKong), Ltd. | MTN Inspiration | VB210LXES | Bottle type | Air-cooled | Free-standing | FALSE | Hot & Cold | 0.5 | 45 | 1.1 | 2010-04-27 | Low Capacity | 3 | 3.0727
Water Solutions (HongKong), Ltd. | MTN Products, Inc. | IB210LXEZES | Bottle type | Air-cooled | Free-standing | FALSE | Hot & Cold | 0.5 | 45 | 1.1 | 2010-03-05 | Low Capacity | 3 | 2.7514
Water Solutions (HongKong), Ltd. | MTN Reflection | IW210LXESS | Bottle type | Air-cooled | Free-standing | FALSE | Hot & Cold | 0.5 | 45 | 1.1 | 2010-04-27 | Low Capacity | 3 | 2.813
Water Solutions (HongKong), Ltd. | MTN Inspiration | IW 110 LX EZ ES | Bottle type | Air-cooled | Free-standing | FALSE | Cook (ambient) & Cold | 0.5 | 45 | 1.1 | 2010-09-28 | Low Capacity | 2 | 2.0907
Water Solutions (HongKong), Ltd. | MTN Inspiration | IB215LXESS | Point-of-use type | Air-cooled | Free-standing | FALSE | Hot & Cold | 0.5 | 45 | 1.1 | 2010-04-27 | Low Capacity | 3 | 2.8656
Foshan Shunde Midea Water Dispenser Mft. Co. Ltd. | Hamilton Beach | BL-8-4 | Bottle type | Air-cooled | Free-standing | FALSE | Hot & Cold | 0.5 | 22 | 0.8 | 2014-09-05 | Low Capacity | 3 | 3.25
Water Solutions (HongKong), Ltd. | MTN Reflection | RB210EZESS | Bottle type | Air-cooled | Free-standing | FALSE | Hot & Cold | 0.5 | 45 | 1.1 | 2010-04-27 | Low Capacity | 3 | 2.9083
Guangdong Midea Consumer Electric Manufacturing Co., Ltd. | Primo | 900130 | Bottle type | Air-cooled | Free-standing | FALSE | Hot & Cold | 0.5 | 22 | 0.8 | 2014-09-17 | Low Capacity | 3 | 3.1625
Foshan Shunde Midea Water Dispenser Mft. Co. Ltd. | Hamilton Beach | BL-7-4 | Bottle type | Air-cooled | Free-standing | FALSE | Hot & Cold | 0.5 | 22 | 0.8 | 2014-09-05 | Low Capacity | 3 | 2.8136
Foshan Shunde Midea Water Dispenser Mft. Co. Ltd. | Primo | 601169 | Bottle type | Air-cooled | Free-standing | FALSE | Hot & Cold | 0.5 | 22 | 0.8 | 2015-01-29 | Low Capacity | 3 | 3.2003
Water Solutions (HongKong), Ltd. | MTN Reflection | VB215LXES | Point-of-use type | Air-cooled | Free-standing | FALSE | Hot & Cold | 0.5 | 45 | 1.1 | 2010-04-27 | Low Capacity | 3 | 3.0914
Guangdong Midea Consumer Electric Manufacturing Co., Ltd. | Primo | 601183 | Bottle type | Air-cooled | Free-standing | FALSE | Hot & Cold | 0.5 | 22 | 0.8 | 2014-09-17 | Low Capacity | 3 | 3.2277
Water Solutions (HongKong), Ltd. | MTN Reflection | VW210ES | Bottle type | Air-cooled | Free-standing | FALSE | Hot & Cold | 0.5 | 45 | 1.1 | 2010-04-27 | Low Capacity | 3 | 2.8422
Foshan Shunde Midea Water Dispenser Mft. Co. Ltd. | Primo | 601158 | Bottle type | Air-cooled | Free-standing | FALSE | Hot & Cold | 0.5 | 22 | 0.7 | 2014-09-05 | Low Capacity | 3 | 3.1111
Water Solutions (HongKong), Ltd. | MTN Inspiration | RW210EZES | Bottle type | Air-cooled | Free-standing | FALSE | Hot & Cold | 0.5 | 45 | 1.1 | 2010-04-27 | Low Capacity | 3 | 3.1209
Water Solutions (HongKong), Ltd. | MTN Inspiration | RW215ESS | Point-of-use type | Air-cooled | Free-standing | FALSE | Hot & Cold | 0.5 | 45 | 1.1 | 2010-04-27 | Low Capacity | 3 | 3.0654
Water Solutions (HongKong), Ltd. | MTN Vision | VW215ES | Point-of-use type | Air-cooled | Free-standing | FALSE | Hot & Cold | 0.5 | 45 | 1.1 | 2010-04-27 | Low Capacity | 3 | 3.1333
Water Solutions (HongKong), Ltd. | MTN Products, Inc. | IB215ES | Bottle type | Air-cooled | Free-standing | FALSE | Hot & Cold | 0.5 | 45 | 1.1 | 2010-03-05 | Low Capacity | 3 | 2.8683
Guangdong Midea Consumer Electric Manufacturing Co., Ltd. | Primo | 601146 | Bottle type | Air-cooled | Free-standing | FALSE | Hot & Cold | 0.5 | 22 | 0.8 | 2014-09-17 | Low Capacity | 3 | 2.9144
Water Solutions (HongKong), Ltd. | MTN Inspiration | IW 115 LX ES | Point-of-use type | Air-cooled | Free-standing | FALSE | Cook (ambient) & Cold | 0.5 | 45 | 1.1 | 2010-09-28 | Low Capacity | 2 | 2.1942
Water Solutions (HongKong), Ltd. | MTN Reflection | IW215LXES | Point-of-use type | Air-cooled | Free-standing | FALSE | Hot & Cold | 0.5 | 45 | 1.1 | 2010-04-27 | Low Capacity | 3 | 2.8368
Water Solutions (HongKong), Ltd. | MTN Vision | VW210LXESS | Bottle type | Air-cooled | Free-standing | FALSE | Hot & Cold | 0.5 | 45 | 1.1 | 2010-04-27 | Low Capacity | 3 | 2.8582
Foshan Shunde Midea Water Dispenser Mft. Co. Ltd. | Primo | 601144 | Bottle type | Air-cooled | Free-standing | FALSE | Hot & Cold | 0.5 | 22 | 0.8 | 2014-09-05 | Low Capacity | 3 | 3.0234
Water Solutions (HongKong), Ltd. | MTN Vision | VW210LXES | Bottle type | Air-cooled | Free-standing | FALSE | Hot & Cold | 0.5 | 45 | 1.1 | 2010-04-27 | Low Capacity | 3 | 2.8062
Foshan Shunde Midea Water Dispenser Mft. Co. Ltd. | Primo | 601090 C | Bottle type | Air-cooled | Free-standing | FALSE | Hot & Cold | 0.5 | 22 | 0.8 | 2014-09-05 | Low Capacity | 3 | 3.2356
Foshan Shunde Midea Water Dispenser Mft. Co. Ltd. | Primo | 900133 | Bottle type | Air-cooled | Free-standing | FALSE | Hot & Cold | 0.5 | 22 | 0.8 | 2015-01-29 | Low Capacity | 3 | 2.8546
Water Solutions (HongKong), Ltd. | MTN Products, Inc. | IW215LXES | Point-of-use type | Air-cooled | Free-standing | FALSE | Hot & Cold | 0.5 | 45 | 1.1 | 2010-04-27 | Low Capacity | 3 | 3.0221
Foshan Shunde Midea Water Dispenser Mft. Co. Ltd. | Primo | 601183 | Bottle type | Air-cooled | Free-standing | FALSE | Hot & Cold | 0.5 | 22 | 0.8 | 2015-01-29 | Low Capacity | 3 | 2.9248
Foshan Shunde Midea Water Dispenser Mft. Co. Ltd. | Primo | 601121 | Bottle type | Air-cooled | Free-standing | FALSE | Hot & Cold | 0.5 | 22 | 0.7 | 2015-01-29 | Low Capacity | 3 | 2.903
Water Solutions (HongKong), Ltd. | MTN Vision | VW210LXEZES | Bottle type | Air-cooled | Free-standing | FALSE | Hot & Cold | 0.5 | 45 | 1.1 | 2010-04-27 | Low Capacity | 3 | 2.786
Ningbo Lamo Electric Appliance Co.,Ltd | Avanti | WDC760I3S | Bottle type | Air-cooled | Free-standing | FALSE | Hot & Cold | 0.6 | 35 | 0.7 | 2016-09-06 | Low Capacity | 3 | 2.8511
AVANTI PRODUCTS LLC | Avanti | WDHC770I0W | Bottle type | Air-cooled | Free-standing | FALSE | Hot & Cold | 0.7 | 28 | 0.9 | 2017-06-09 | Low Capacity | 3 | 3.0323
Midea Water Appliance Co., Ltd. | Primo | 900113 | Bottle type | Air-cooled | Free-standing | FALSE | Hot & Cold | 0.7 | 23 | 1.2 | 2011-02-18 | Low Capacity | 3 | 2.9589
Midea Water Appliance Co., Ltd. | Primo | 900105 | Bottle type | Air-cooled | Free-standing | FALSE | Hot & Cold | 0.7 | 23 | 1.2 | 2010-10-18 | Low Capacity | 3 | 2.7876
Midea Water Appliance Co., Ltd. | Primo | 900137 | Bottle type | Air-cooled | Free-standing | FALSE | Hot & Cold | 0.7 | 23 | 1.2 | 2010-10-18 | Low Capacity | 3 | 3.0313
Midea Water Appliance Co., Ltd. | Primo | YL1130S | Bottle type | Air-cooled | Free-standing | FALSE | Hot & Cold | 0.7 | 23 | 1.2 | 2010-10-18 | Low Capacity | 3 | 2.9822
Midea Water Appliance Co., Ltd. | Primo | 900130 | Pressure-type, faucet | Air-cooled | Free-standing | FALSE | Hot & Cold | 0.7 | 23 | 1.2 | 2010-10-18 | Low Capacity | 3 | 2.805
Midea Water Appliance Co., Ltd. | Primo | 900134 | Pressure-type, faucet | Air-cooled | Free-standing | FALSE | Hot & Cold | 0.7 | 23 | 1.2 | 2010-10-18 | Low Capacity | 3 | 2.8698
Midea Water Appliance Co., Ltd. | Primo | 900119 | Pressure-type, faucet | Air-cooled | Free-standing | FALSE | Hot & Cold | 0.7 | 23 | 1.2 | 2010-10-18 | Low Capacity | 3 | 2.7545
Midea Water Appliance Co., Ltd. | Primo | 900133 | Bottle type | Air-cooled | Free-standing | FALSE | Hot & Cold | 0.7 | 23 | 1.2 | 2011-02-16 | Low Capacity | 3 | 2.8915
Midea Water Appliance Co., Ltd. | Primo | YL1131S | Pressure-type, faucet | Air-cooled | Free-standing | FALSE | Hot & Cold | 0.7 | 23 | 1.2 | 2010-10-18 | Low Capacity | 3 | 2.9408
Midea Water Appliance Co., Ltd. | Primo | 900128 | Bottle type | Air-cooled | Free-standing | FALSE | Hot & Cold | 0.7 | 23 | 1.2 | 2010-10-18 | Low Capacity | 3 | 3.2031
Midea Water Appliance Co., Ltd. | Primo | 900116 | Bottle type | Air-cooled | Free-standing | FALSE | Hot & Cold | 0.7 | 23 | 1.2 | 2011-02-16 | Low Capacity | 3 | 3.1498
Midea Water Appliance Co., Ltd. | Primo | 900185 | Bottle type | Air-cooled | Free-standing | FALSE | Hot & Cold | 0.7 | 23 | 1.2 | 2011-02-16 | Low Capacity | 3 | 2.8394
Midea Water Appliance Co., Ltd. | Primo | YL1133S | Bottle type | Air-cooled | Free-standing | FALSE | Hot & Cold | 0.7 | 23 | 1.2 | 2010-10-18 | Low Capacity | 3 | 3.1792
Midea Water Appliance Co., Ltd. | Primo | 900183 | Bottle type | Air-cooled | Free-standing | FALSE | Hot & Cold | 0.7 | 23 | 1.2 | 2010-10-18 | Low Capacity | 3 | 2.9078
Midea Water Appliance Co., Ltd. | Primo | 900184 | Pressure-type, faucet | Air-cooled | Free-standing | FALSE | Hot & Cold | 0.7 | 23 | 1.2 | 2010-10-18 | Low Capacity | 3 | 2.8076
Midea Water Appliance Co., Ltd. | Primo | 900146 | Bottle type | Air-cooled | Free-standing | FALSE | Hot & Cold | 0.7 | 23 | 1.2 | 2011-02-16 | Low Capacity | 3 | 3.2333
Midea Water Appliance Co., Ltd. | Primo | 900127 | Bottle type | Air-cooled | Free-standing | FALSE | Hot & Cold | 0.7 | 23 | 1.2 | 2011-02-16 | Low Capacity | 3 | 3.2375
Midea Water Appliance Co., Ltd. | Primo | 900159 | Bottle type | Air-cooled | Free-standing | FALSE | Hot & Cold | 0.7 | 23 | 1.2 | 2011-02-16 | Low Capacity | 3 | 2.9272
Midea Water Appliance Co., Ltd. | Primo | YL1135S | Pressure-type, faucet | Air-cooled | Free-standing | FALSE | Hot & Cold | 0.7 | 23 | 1.2 | 2010-10-18 | Low Capacity | 3 | 2.9092
Midea Water Appliance Co., Ltd. | Primo | YLd1132S | Bottle type | Air-cooled | Free-standing | FALSE | Cook (ambient) & Cold | 0.7 | 23 | 0.2 | 2010-10-18 | Low Capacity | 2 | 2.0372
Midea Water Appliance Co., Ltd. | Primo | 900135 | Bottle type | Air-cooled | Free-standing | FALSE | Hot & Cold | 0.7 | 23 | 1.2 | 2011-02-16 | Low Capacity | 3 | 2.9463
Midea Water Appliance Co., Ltd. | Primo | 900118 | Bottle type | Air-cooled | Free-standing | FALSE | Hot & Cold | 0.7 | 23 | 1.2 | 2010-10-18 | Low Capacity | 3 | 2.8366
Electrotemp Technologies China Inc | Viva | 8HIECH-SSF | Bottle type | Air-cooled | Free-standing | FALSE | Hot & Cold | 1 | 23 | 0.9 | 2011-05-09 | Low Capacity | 3 | 3.0212
Electrotemp Technologies China Inc | Whirlpool | 7LICH-SSF-WL | Bottle type | Air-cooled | Free-standing | FALSE | Hot & Cold | 1 | 22 | 0.8 | 2016-08-24 | Low Capacity | 3 | 3.1545
Electrotemp Technologies China Inc | Whirlpool | 75IECHK-DTSSFWL | Bottle type | Air-cooled | Free-standing | FALSE | Hot & Cold | 1 | 22 | 0.8 | 2016-11-04 | Low Capacity | 3 | 2.8752
Electrotemp Technologies China Inc | Whirlpool | 8LIECHK-SP-WL | Bottle type | Air-cooled | Free-standing | FALSE | Hot & Cold | 1 | 22 | 0.7 | 2016-11-04 | Low Capacity | 3 | 2.9623
Electrotemp Technologies China Inc | Whirlpool | 8LIECH-SCSSP-WL | Bottle type | Air-cooled | Free-standing | FALSE | Hot & Cold | 1 | 22 | 0.7 | 2016-11-04 | Low Capacity | 3 | 2.7503
Electrotemp Technologies China Inc | Realtree | 7LIECH-RT1 | Bottle type | Air-cooled | Free-standing | FALSE | Hot & Cold | 1 | 22 | 0.8 | 2016-11-04 | Low Capacity | 3 | 2.8957
Electrotemp Technologies China Inc | Realtree | 8LIECH-RT1 | Bottle type | Air-cooled | Free-standing | FALSE | Hot & Cold | 1 | 22 | 0.7 | 2016-11-04 | Low Capacity | 3 | 3.1711
Electrotemp Technologies China Inc | Glacial | 8LIECK-T-BP | Bottle type | Air-cooled | Free-standing | FALSE | Cook (ambient) & Cold | 1 |  | 0.2 | 2016-11-04 | Low Capacity | 2 | 2.0346
Electrotemp Technologies China Inc | Glacial | 8LIECHK-SCDTSSF | Bottle type | Air-cooled | Free-standing | FALSE | Hot & Cold | 1 | 22 | 0.7 | 2016-11-04 | Low Capacity | 3 | 3.0135
Electrotemp Technologies China Inc | Glacial | A091CK-W | Bottle type | Air-cooled | Free-standing | FALSE | Cook (ambient) & Cold | 1 |  | 0.2 | 2016-11-04 | Low Capacity | 2 | 2.2047
Electrotemp Technologies China Inc | Whirlpool | 8LIECH-SSD-4LWL | Bottle type | Air-cooled | Free-standing | FALSE | Hot & Cold | 1 | 22 | 0.7 | 2016-11-17 | Low Capacity | 3 | 2.8806
Electrotemp Technologies China Inc | Whirlpool | 8LIECH-SSD-WL | Bottle type | Air-cooled | Free-standing | FALSE | Hot & Cold | 1 | 22 | 0.7 | 2016-11-17 | Low Capacity | 3 | 2.8814
Electrotemp Technologies China Inc | Whirlpool | 7LICH-W-WL | Bottle type | Air-cooled | Free-standing | FALSE | Hot & Cold | 1 | 22 | 0.8 | 2016-11-17 | Low Capacity | 3 | 3.2181
Electrotemp Technologies China Inc | Glacial | 8LCH-KK-SSM | Bottle type | Air-cooled | Free-standing | FALSE | Hot & Cold | 1 | 45 | 0.8 | 2017-11-15 | High Capacity | 4 | 3.9968
Electrotemp Technologies China Inc | Whirlpool | 8LIECHK-SSF-WL | Bottle type | Air-cooled | Free-standing | FALSE | Hot & Cold | 1 | 22 | 0.7 | 2017-11-15 | Low Capacity | 3 | 3.0665
Electrotemp Technologies China Inc | Whirlpool | 7LIECK-W-WL | Bottle type | Air-cooled | Free-standing | FALSE | Cook (ambient) & Cold | 1 |  |  | 2017-11-15 | Low Capacity | 2 | 2.0217
Electrotemp Technologies China Inc | Whirlpool | 8LCHK-SSD-4L-WL | Bottle type | Air-cooled | Free-standing | FALSE | Hot & Cold | 1 | 22 | 0.8 | 2019-04-15 | Low Capacity | 3 | 2.9389
GHP Group | Great Value | VWD1119W | Bottle type | Air-cooled | Free-standing | FALSE | Hot & Cold | 1 | 30 | 0.7 | 2021-01-28 | Low Capacity | 3 | 2.868
Electrotemp Technologies China Inc | Beaumark | 8LIECH-SSF-COSUS | Bottle type | Air-cooled | Free-standing | FALSE | Hot & Cold | 1 | 23 | 0.9 | 2011-05-09 | Low Capacity | 3 | 3.1769
AVANTI PRODUCTS LLC | Avanti | WD360 | Bottle type | Air-cooled | Free-standing | FALSE | Cook (ambient) & Cold | 1 |  | 0.2 | 2011-08-15 | Low Capacity | 2 | 1.8531
Electrotemp Technologies China Inc | Viva | 8LIECHK-SSF | Bottle type | Air-cooled | Free-standing | FALSE | Hot & Cold | 1 | 23 | 0.9 | 2011-05-09 | Low Capacity | 3 | 3.0528
Electrotemp Technologies China Inc | Black & Decker | 8LCH* | Bottle type | Air-cooled | Free-standing | FALSE | Hot & Cold | 1 | 23 | 0.9 | 2011-05-17 | Low Capacity | 3 | 2.8519
Electrotemp Technologies China Inc | Viva | 8LIECH-SSF-COSUS | Bottle type | Air-cooled | Free-standing | FALSE | Hot & Cold | 1 | 23 | 0.9 | 2011-05-09 | Low Capacity | 3 | 3.2244
Electrotemp Technologies China Inc | Beaumark | 8LIECK* | Bottle type | Air-cooled | Free-standing | FALSE | Hot & Cold | 1 | 23 | 0.9 | 2011-05-09 | Low Capacity | 3 | 3.0634
Electrotemp Technologies China Inc | Viva | 8HIECHK-SSF | Bottle type | Air-cooled | Free-standing | FALSE | Hot & Cold | 1 | 23 | 0.9 | 2011-05-09 | Low Capacity | 3 | 2.7738
Electrotemp Technologies China Inc | Classic | 8HIECK | Bottle type | Air-cooled | Free-standing | FALSE | Hot & Cold | 1 | 23 | 0.9 | 2011-05-09 | Low Capacity | 3 | 3.0078
Electrotemp Technologies China Inc | Electrotemp | 8HDIECHK* | Bottle type | Air-cooled | Free-standing | FALSE | Hot & Cold | 1 | 23 | 0.9 | 2011-05-17 | Low Capacity | 3 | 2.9639
Electrotemp Technologies China Inc | Black & Decker | 8LIECH | Bottle type | Air-cooled | Free-standing | FALSE | Hot & Cold | 1 | 23 | 0.9 | 2011-05-17 | Low Capacity | 3 | 2.9726
Electrotemp Technologies China Inc | Electrotemp | 8HDCH* | Bottle type | Air-cooled | Free-standing | FALSE | Hot & Cold | 1 | 23 | 0.9 | 2011-05-17 | Low Capacity | 3 | 2.7914
Electrotemp Technologies China Inc | Black & Decker | 8HIECH* | Bottle type | Air-cooled | Free-standing | FALSE | Hot & Cold | 1 | 23 | 0.9 | 2011-05-17 | Low Capacity | 3 | 3.0114
Electrotemp Technologies China Inc | Electrotemp Technologies China, Inc. | 8HDCH* | Bottle type | Air-cooled | Free-standing | FALSE | Hot & Cold | 1 | 23 | 0.9 | 2011-05-09 | Low Capacity | 3 | 2.8145
Electrotemp Technologies China Inc | Classic | 8LIECH-SSF-COSUS | Bottle type | Air-cooled | Free-standing | FALSE | Hot & Cold | 1 | 23 | 0.9 | 2011-05-09 | Low Capacity | 3 | 2.8942
Electrotemp Technologies China Inc | Black & Decker | 8HIECHK* | Bottle type | Air-cooled | Free-standing | FALSE | Hot & Cold | 1 | 23 | 0.9 | 2011-05-17 | Low Capacity | 3 | 2.8469
Electrotemp Technologies China Inc | Electrotemp Technologies China, Inc. | 8HIECH-SSF | Bottle type | Air-cooled | Free-standing | FALSE | Hot & Cold | 1 | 23 | 0.9 | 2011-05-09 | Low Capacity | 3 | 2.9181
Electrotemp Technologies China Inc | Classic | 8HDIECHK* | Bottle type | Air-cooled | Free-standing | FALSE | Hot & Cold | 1 | 23 | 0.9 | 2011-05-09 | Low Capacity | 3 | 3.1507
Electrotemp Technologies China Inc | Classic | 8HCK* | Bottle type | Air-cooled | Free-standing | FALSE | Hot & Cold | 1 | 23 | 0.9 | 2011-05-09 | Low Capacity | 3 | 3.0585
Electrotemp Technologies China Inc | Classic | 8HIECHK-SSF | Bottle type | Air-cooled | Free-standing | FALSE | Hot & Cold | 1 | 23 | 0.9 | 2011-05-09 | Low Capacity | 3 | 2.8455
Electrotemp Technologies China Inc | Electrotemp Technologies China, Inc. | 8LDCH* | Bottle type | Air-cooled | Free-standing | FALSE | Hot & Cold | 1 | 23 | 0.9 | 2011-05-09 | Low Capacity | 3 | 3.188
Electrotemp Technologies China Inc | Black & Decker | 8HDCH* | Bottle type | Air-cooled | Free-standing | FALSE | Hot & Cold | 1 | 23 | 0.9 | 2011-05-17 | Low Capacity | 3 | 3.1466
Electrotemp Technologies China Inc | Electrotemp | 8LIECK | Bottle type | Air-cooled | Free-standing | FALSE | Hot & Cold | 1 | 23 | 0.9 | 2011-05-17 | Low Capacity | 3 | 3.2458
Electrotemp Technologies China Inc | Black & Decker | 8HIECK | Bottle type | Air-cooled | Free-standing | FALSE | Hot & Cold | 1 | 23 | 0.9 | 2011-05-17 | Low Capacity | 3 | 2.8926
Electrotemp Technologies China Inc | Classic | 8LCH* | Bottle type | Air-cooled | Free-standing | FALSE | Hot & Cold | 1 | 23 | 0.9 | 2011-05-09 | Low Capacity | 3 | 3.1728
Electrotemp Technologies China Inc | Electrotemp | 8HCH* | Bottle type | Air-cooled | Free-standing | FALSE | Hot & Cold | 1 | 23 | 0.9 | 2011-05-17 | Low Capacity | 3 | 3.1861
Electrotemp Technologies China Inc | Classic | 8HDIECH* | Bottle type | Air-cooled | Free-standing | FALSE | Hot & Cold | 1 | 23 | 0.9 | 2011-05-09 | Low Capacity | 3 | 2.8449
Electrotemp Technologies China Inc | Viva | 8LIECK* | Bottle type | Air-cooled | Free-standing | FALSE | Hot & Cold | 1 | 23 | 0.9 | 2011-05-09 | Low Capacity | 3 | 3.2023
Electrotemp Technologies China Inc | Electrotemp Technologies China, Inc. | 8LIECH-SSF-COSUS | Bottle type | Air-cooled | Free-standing | FALSE | Hot & Cold | 1 | 23 | 0.9 | 2011-05-09 | Low Capacity | 3 | 3.219
Electrotemp Technologies China Inc | Electrotemp Technologies China, Inc. | 8HIECHK* | Bottle type | Air-cooled | Free-standing | FALSE | Hot & Cold | 1 | 23 | 0.9 | 2011-05-09 | Low Capacity | 3 | 2.8145
Electrotemp Technologies China Inc | Electrotemp | 8HIECH-SSF | Bottle type | Air-cooled | Free-standing | FALSE | Hot & Cold | 1 | 23 | 0.9 | 2011-05-17 | Low Capacity | 3 | 2.8232
Electrotemp Technologies China Inc | Electrotemp Technologies China, Inc. | 8HDCHK* | Bottle type | Air-cooled | Free-standing | FALSE | Hot & Cold | 1 | 23 | 0.9 | 2011-05-09 | Low Capacity | 3 | 2.8375
Electrotemp Technologies China Inc | Beaumark | 8HDCHK* | Bottle type | Air-cooled | Free-standing | FALSE | Hot & Cold | 1 | 23 | 0.9 | 2011-05-09 | Low Capacity | 3 | 2.9288
Electrotemp Technologies China Inc | Classic | 8HCH* | Bottle type | Air-cooled | Free-standing | FALSE | Hot & Cold | 1 | 23 | 0.9 | 2011-05-09 | Low Capacity | 3 | 2.8544
Electrotemp Technologies China Inc | Black & Decker | 8LIECH* | Bottle type | Air-cooled | Free-standing | FALSE | Hot & Cold | 1 | 23 | 0.9 | 2011-05-17 | Low Capacity | 3 | 3.2465
Electrotemp Technologies China Inc | Electrotemp Technologies China, Inc. | 8HIECK | Bottle type | Air-cooled | Free-standing | FALSE | Hot & Cold | 1 | 23 | 0.9 | 2011-05-09 | Low Capacity | 3 | 2.8553
Electrotemp Technologies China Inc | Beaumark | 8HIECK | Bottle type | Air-cooled | Free-standing | FALSE | Hot & Cold | 1 | 23 | 0.9 | 2011-05-09 | Low Capacity | 3 | 2.7933
Electrotemp Technologies China Inc | Classic | 8LDCHK* | Bottle type | Air-cooled | Free-standing | FALSE | Hot & Cold | 1 | 23 | 0.9 | 2011-05-09 | Low Capacity | 3 | 3.0789
Electrotemp Technologies China Inc | Black & Decker | 8HCH* | Bottle type | Air-cooled | Free-standing | FALSE | Hot & Cold | 1 | 23 | 0.9 | 2011-05-17 | Low Capacity | 3 | 3.0693
Electrotemp Technologies China Inc | Electrotemp | 8LIECH-BP/SP/WP/W | Bottle type | Air-cooled | Free-standing | FALSE | Hot & Cold | 1 | 23 | 0.9 | 2011-05-17 | Low Capacity | 3 | 3.1997
Electrotemp Technologies China Inc | Electrotemp | 8LIECH-SSF-COSUS | Bottle type | Air-cooled | Free-standing | FALSE | Hot & Cold | 1 | 23 | 0.9 | 2011-05-17 | Low Capacity | 3 | 3.1465
Electrotemp Technologies China Inc | Viva | 8LCH* | Bottle type | Air-cooled | Free-standing | FALSE | Hot & Cold | 1 | 23 | 0.9 | 2011-05-09 | Low Capacity | 3 | 2.8664
Electrotemp Technologies China Inc | Whirlpool | 8LIECH-SC-SSD | Bottle type | Air-cooled | Free-standing | FALSE | Hot & Cold | 1 | 20 | 0.6 | 2015-08-03 | Low Capacity | 3 | 3.2119
Electrotemp Technologies China Inc | Electrotemp Technologies China, Inc. | 8LIECHK* | Bottle type | Air-cooled | Free-standing | FALSE | Hot & Cold | 1 | 23 | 0.9 | 2011-05-09 | Low Capacity | 3 | 3.0047
Electrotemp Technologies China Inc | Viva | 8HCHK* | Bottle type | Air-cooled | Free-standing | FALSE | Hot & Cold | 1 | 23 | 0.9 | 2011-05-09 | Low Capacity | 3 | 2.87
Electrotemp Technologies China Inc | Classic | 8LIECK | Bottle type | Air-cooled | Free-standing | FALSE | Hot & Cold | 1 | 23 | 0.9 | 2011-05-09 | Low Capacity | 3 | 3.2069
Electrotemp Technologies China Inc | Black & Decker | 8LIECH-SSF | Bottle type | Air-cooled | Free-standing | FALSE | Hot & Cold | 1 | 23 | 0.9 | 2011-05-17 | Low Capacity | 3 | 3.1245
Electrotemp Technologies China Inc | Electrotemp Technologies China, Inc. | 8HCK* | Bottle type | Air-cooled | Free-standing | FALSE | Hot & Cold | 1 | 23 | 0.9 | 2011-05-09 | Low Capacity | 3 | 2.8566
Electrotemp Technologies China Inc | Viva | 8LDIECHK* | Bottle type | Air-cooled | Free-standing | FALSE | Hot & Cold | 1 | 23 | 0.9 | 2011-05-09 | Low Capacity | 3 | 2.7708
Electrotemp Technologies China Inc | Black & Decker | 8LIECHK-SSF | Bottle type | Air-cooled | Free-standing | FALSE | Hot & Cold | 1 | 23 | 0.9 | 2011-05-17 | Low Capacity | 3 | 3.1706
Electrotemp Technologies China Inc | Classic | 8HCHK* | Bottle type | Air-cooled | Free-standing | FALSE | Hot & Cold | 1 | 23 | 0.9 | 2011-05-09 | Low Capacity | 3 | 3.106
Electrotemp Technologies China Inc | Beaumark | 8LIECH-BP/SP/WP/W | Bottle type | Air-cooled | Free-standing | FALSE | Hot & Cold | 1 | 23 | 0.9 | 2011-05-09 | Low Capacity | 3 | 3.2494
Electrotemp Technologies China Inc | Viva | 8HIECHK* | Bottle type | Air-cooled | Free-standing | FALSE | Hot & Cold | 1 | 23 | 0.9 | 2011-05-09 | Low Capacity | 3 | 3.0044
Electrotemp Technologies China Inc | Black & Decker | 8HCK* | Bottle type | Air-cooled | Free-standing | FALSE | Hot & Cold | 1 | 23 | 0.9 | 2011-05-17 | Low Capacity | 3 | 2.881
Electrotemp Technologies China Inc | Black & Decker | 8LIECK* | Bottle type | Air-cooled | Free-standing | FALSE | Hot & Cold | 1 | 23 | 0.9 | 2011-05-17 | Low Capacity | 3 | 2.7664
Electrotemp Technologies China Inc | Classic | 8HIECH-SSF | Bottle type | Air-cooled | Free-standing | FALSE | Hot & Cold | 1 | 23 | 0.9 | 2011-05-09 | Low Capacity | 3 | 2.8155
Electrotemp Technologies China Inc | Viva | 8LCHK* | Bottle type | Air-cooled | Free-standing | FALSE | Hot & Cold | 1 | 23 | 0.9 | 2011-05-09 | Low Capacity | 3 | 3.1864
Electrotemp Technologies China Inc | Electrotemp | 8LCK* | Bottle type | Air-cooled | Free-standing | FALSE | Hot & Cold | 1 | 23 | 0.9 | 2011-05-17 | Low Capacity | 3 | 3.0361
Electrotemp Technologies China Inc | Electrotemp | 8HIECHK* | Bottle type | Air-cooled | Free-standing | FALSE | Hot & Cold | 1 | 23 | 0.9 | 2011-05-17 | Low Capacity | 3 | 2.8514
Electrotemp Technologies China Inc | Black & Decker | 8LDCHK* | Bottle type | Air-cooled | Free-standing | FALSE | Hot & Cold | 1 | 23 | 0.9 | 2011-05-17 | Low Capacity | 3 | 2.7875
Electrotemp Technologies China Inc | Viva | 8LCK* | Bottle type | Air-cooled | Free-standing | FALSE | Hot & Cold | 1 | 23 | 0.9 | 2011-05-09 | Low Capacity | 3 | 3.0931
Electrotemp Technologies China Inc | Viva | 8LIECH* | Bottle type | Air-cooled | Free-standing | FALSE | Hot & Cold | 1 | 23 | 0.9 | 2011-05-09 | Low Capacity | 3 | 3.1126
Electrotemp Technologies China Inc | Classic | 8HDCHK* | Bottle type | Air-cooled | Free-standing | FALSE | Hot & Cold | 1 | 23 | 0.9 | 2011-05-09 | Low Capacity | 3 | 2.8515
Electrotemp Technologies China Inc | Viva | 8LIECK | Bottle type | Air-cooled | Free-standing | FALSE | Hot & Cold | 1 | 23 | 0.9 | 2011-05-09 | Low Capacity | 3 | 3.2298
Electrotemp Technologies China Inc | Electrotemp Technologies China, Inc. | 8LIECH | Bottle type | Air-cooled | Free-standing | FALSE | Hot & Cold | 1 | 23 | 0.9 | 2011-05-09 | Low Capacity | 3 | 2.9912
Electrotemp Technologies China Inc | Beaumark | 8LCHK* | Bottle type | Air-cooled | Free-standing | FALSE | Hot & Cold | 1 | 23 | 0.9 | 2011-05-09 | Low Capacity | 3 | 3.2116
Electrotemp Technologies China Inc | Electrotemp | 8LIECHK-BP/SP/WP/W | Bottle type | Air-cooled | Free-standing | FALSE | Hot & Cold | 1 | 23 | 0.9 | 2011-05-17 | Low Capacity | 3 | 3.1011
Electrotemp Technologies China Inc | Viva | 8HIECH* | Bottle type | Air-cooled | Free-standing | FALSE | Hot & Cold | 1 | 23 | 0.9 | 2011-05-09 | Low Capacity | 3 | 3.2375
Electrotemp Technologies China Inc | Beaumark | 8HIECH-SSF | Bottle type | Air-cooled | Free-standing | FALSE | Hot & Cold | 1 | 23 | 0.9 | 2011-05-09 | Low Capacity | 3 | 3.0574
Electrotemp Technologies China Inc | Classic | 8HIECK* | Bottle type | Air-cooled | Free-standing | FALSE | Hot & Cold | 1 | 23 | 0.9 | 2011-05-09 | Low Capacity | 3 | 3.0337
Electrotemp Technologies China Inc | Whirlpool | A1213352VY | Bottle type | Air-cooled | Free-standing | TRUE | Hot & Cold | 1 | 20 | 1.1 | 2015-08-03 | Low Capacity | 3 | 2.8831
Electrotemp Technologies China Inc | Classic | 8HIECHK* | Bottle type | Air-cooled | Free-standing | FALSE | Hot & Cold | 1 | 23 | 0.9 | 2011-05-09 | Low Capacity | 3 | 2.8278
Electrotemp Technologies China Inc | Black & Decker | 8LDIECH* | Bottle type | Air-cooled | Free-standing | FALSE | Hot & Cold | 1 | 23 | 0.9 | 2011-05-17 | Low Capacity | 3 | 3.0408
Electrotemp Technologies China Inc | Electrotemp Technologies China, Inc. | 8LCK* | Bottle type | Air-cooled | Free-standing | FALSE | Hot & Cold | 1 | 23 | 0.9 | 2011-05-09 | Low Capacity | 3 | 2.9799
Electrotemp Technologies China Inc | Black & Decker | 8LIECHK-BP/SP/WP/W | Bottle type | Air-cooled | Free-standing | FALSE | Hot & Cold | 1 | 23 | 0.9 | 2011-05-17 | Low Capacity | 3 | 3.1724
Oasis International | Oasis | POVC2LRHK | Point-of-use type | Air-cooled | Free-standing | FALSE | Hot & Cold | 1 | 42 | 0.7 | 2011-01-05 | High Capacity | 4 | 4.0708
Electrotemp Technologies China Inc | Electrotemp Technologies China, Inc. | 8LDCHK* | Bottle type | Air-cooled | Free-standing | FALSE | Hot & Cold | 1 | 23 | 0.9 | 2011-05-09 | Low Capacity | 3 | 3.0652
Electrotemp Technologies China Inc | Electrotemp Technologies China, Inc. | 8HDIECHK* | Bottle type | Air-cooled | Free-standing | FALSE | Hot & Cold | 1 | 23 | 0.9 | 2011-05-09 | Low Capacity | 3 | 3.1269
AVANTI PRODUCTS LLC | Avanti | WD363P | Bottle type | Air-cooled | Free-standing | FALSE | Hot & Cold | 1 | 21 | 0.6 | 2011-08-15 | Low Capacity | 3 | 2.8366
Electrotemp Technologies China Inc | Electrotemp Technologies China, Inc. | 8LCHK* | Bottle type | Air-cooled | Free-standing | FALSE | Hot & Cold | 1 | 23 | 0.9 | 2011-05-09 | Low Capacity | 3 | 2.8416
Electrotemp Technologies China Inc | Electrotemp Technologies China, Inc. | 8LDIECH* | Bottle type | Air-cooled | Free-standing | FALSE | Hot & Cold | 1 | 23 | 0.9 | 2011-05-09 | Low Capacity | 3 | 3.0541
Electrotemp Technologies China Inc | Viva | 8HCH* | Bottle type | Air-cooled | Free-standing | FALSE | Hot & Cold | 1 | 23 | 0.9 | 2011-05-09 | Low Capacity | 3 | 2.8018
Electrotemp Technologies China Inc | Electrotemp | 8LDCHK* | Bottle type | Air-cooled | Free-standing | FALSE | Hot & Cold | 1 | 23 | 0.9 | 2011-05-17 | Low Capacity | 3 | 2.8167
Electrotemp Technologies China Inc | Electrotemp | 8LIECK* | Bottle type | Air-cooled | Free-standing | FALSE | Hot & Cold | 1 | 23 | 0.9 | 2011-05-17 | Low Capacity | 3 | 2.863
Electrotemp Technologies China Inc | Beaumark | 8HDCH* | Bottle type | Air-cooled | Free-standing | FALSE | Hot & Cold | 1 | 23 | 0.9 | 2011-05-09 | Low Capacity | 3 | 2.8677
Electrotemp Technologies China Inc | Viva | 8LDIECH* | Bottle type | Air-cooled | Free-standing | FALSE | Hot & Cold | 1 | 23 | 0.9 | 2011-05-09 | Low Capacity | 3 | 3.1816
Electrotemp Technologies China Inc | Beaumark | 8LIECH* | Bottle type | Air-cooled | Free-standing | FALSE | Hot & Cold | 1 | 23 | 0.9 | 2011-05-09 | Low Capacity | 3 | 3.2333
Electrotemp Technologies China Inc | Electrotemp Technologies China, Inc. | 8HCH* | Bottle type | Air-cooled | Free-standing | FALSE | Hot & Cold | 1 | 23 | 0.9 | 2011-05-09 | Low Capacity | 3 | 3.0505
Electrotemp Technologies China Inc | Viva | 8LIECH-SSF | Bottle type | Air-cooled | Free-standing | FALSE | Hot & Cold | 1 | 23 | 0.9 | 2011-05-09 | Low Capacity | 3 | 3.0162
Electrotemp Technologies China Inc | Black & Decker | 8HDIECH* | Bottle type | Air-cooled | Free-standing | FALSE | Hot & Cold | 1 | 23 | 0.9 | 2011-05-17 | Low Capacity | 3 | 2.9053
Electrotemp Technologies China Inc | Classic | 8LDCH* | Bottle type | Air-cooled | Free-standing | FALSE | Hot & Cold | 1 | 23 | 0.9 | 2011-05-09 | Low Capacity | 3 | 2.9643
Electrotemp Technologies China Inc | Viva | 8LIECH-BP/SP/WP/W | Bottle type | Air-cooled | Free-standing | FALSE | Hot & Cold | 1 | 23 | 0.9 | 2011-05-09 | Low Capacity | 3 | 3.1877
Electrotemp Technologies China Inc | Electrotemp | 8HDIECH* | Bottle type | Air-cooled | Free-standing | FALSE | Hot & Cold | 1 | 23 | 0.9 | 2011-05-17 | Low Capacity | 3 | 2.8792
Electrotemp Technologies China Inc | Electrotemp | 8HCK* | Bottle type | Air-cooled | Free-standing | FALSE | Hot & Cold | 1 | 23 | 0.9 | 2011-05-17 | Low Capacity | 3 | 3.0511
Electrotemp Technologies China Inc | Electrotemp | 8LIECHK* | Bottle type | Air-cooled | Free-standing | FALSE | Hot & Cold | 1 | 23 | 0.9 | 2011-05-17 | Low Capacity | 3 | 3.0056
Electrotemp Technologies China Inc | Beaumark | 8HIECHK-SSF | Bottle type | Air-cooled | Free-standing | FALSE | Hot & Cold | 1 | 23 | 0.9 | 2011-05-09 | Low Capacity | 3 | 2.7819
Electrotemp Technologies China Inc | Beaumark | 8HIECH* | Bottle type | Air-cooled | Free-standing | FALSE | Hot & Cold | 1 | 23 | 0.9 | 2011-05-09 | Low Capacity | 3 | 3.2148
Electrotemp Technologies China Inc | Beaumark | 8HIECHK* | Bottle type | Air-cooled | Free-standing | FALSE | Hot & Cold | 1 | 23 | 0.9 | 2011-05-09 | Low Capacity | 3 | 2.9
Oasis International | Oasis | POC2LRHK | Point-of-use type | Air-cooled | Free-standing | FALSE | Hot & Cold | 1 | 42 | 0.7 | 2011-01-05 | High Capacity | 4 | 3.7832
Electrotemp Technologies China Inc | Classic | 8LIECHK* | Bottle type | Air-cooled | Free-standing | FALSE | Hot & Cold | 1 | 23 | 0.9 | 2011-05-09 | Low Capacity | 3 | 2.8292
Electrotemp Technologies China Inc | Viva | 8LDCH* | Bottle type | Air-cooled | Free-standing | FALSE | Hot & Cold | 1 | 23 | 0.9 | 2011-05-09 | Low Capacity | 3 | 2.8823
Electrotemp Technologies China Inc | Electrotemp | 8LDIECHK* | Bottle type | Air-cooled | Free-standing | FALSE | Hot & Cold | 1 | 23 | 0.9 | 2011-05-17 | Low Capacity | 3 | 3.0496
Electrotemp Technologies China Inc | Black & Decker | 8LDIECHK* | Bottle type | Air-cooled | Free-standing | FALSE | Hot & Cold | 1 | 23 | 0.9 | 2011-05-17 | Low Capacity | 3 | 2.7971
Electrotemp Technologies China Inc | Electrotemp Technologies China, Inc. | 8HCHK* | Bottle type | Air-cooled | Free-standing | FALSE | Hot & Cold | 1 | 23 | 0.9 | 2011-05-09 | Low Capacity | 3 | 3.1589
Electrotemp Technologies China Inc | Black & Decker | 8HIECH-SSF | Bottle type | Air-cooled | Free-standing | FALSE | Hot & Cold | 1 | 23 | 0.9 | 2011-05-17 | Low Capacity | 3 | 3.192
Electrotemp Technologies China Inc | Black & Decker | 8LDCH* | Bottle type | Air-cooled | Free-standing | FALSE | Hot & Cold | 1 | 23 | 0.9 | 2011-05-17 | Low Capacity | 3 | 2.7709
Electrotemp Technologies China Inc | Electrotemp Technologies China, Inc. | 8LIECK | Bottle type | Air-cooled | Free-standing | FALSE | Hot & Cold | 1 | 23 | 0.9 | 2011-05-09 | Low Capacity | 3 | 3.1593
Electrotemp Technologies China Inc | Viva | 8HDIECH* | Bottle type | Air-cooled | Free-standing | FALSE | Hot & Cold | 1 | 23 | 0.9 | 2011-05-09 | Low Capacity | 3 | 3.1901
Electrotemp Technologies China Inc | Viva | 8HCK* | Bottle type | Air-cooled | Free-standing | FALSE | Hot & Cold | 1 | 23 | 0.9 | 2011-05-09 | Low Capacity | 3 | 2.8731
Electrotemp Technologies China Inc | Beaumark | 8LDCH* | Bottle type | Air-cooled | Free-standing | FALSE | Hot & Cold | 1 | 23 | 0.9 | 2011-05-09 | Low Capacity | 3 | 2.842
Electrotemp Technologies China Inc | Electrotemp | 8LDCH* | Bottle type | Air-cooled | Free-standing | FALSE | Hot & Cold | 1 | 23 | 0.9 | 2011-05-17 | Low Capacity | 3 | 2.9355
Electrotemp Technologies China Inc | Electrotemp Technologies China, Inc. | 8HDIECH* | Bottle type | Air-cooled | Free-standing | FALSE | Hot & Cold | 1 | 23 | 0.9 | 2011-05-09 | Low Capacity | 3 | 3.0358
Electrotemp Technologies China Inc | Viva | 8LDCHK* | Bottle type | Air-cooled | Free-standing | FALSE | Hot & Cold | 1 | 23 | 0.9 | 2011-05-09 | Low Capacity | 3 | 3.1321
Electrotemp Technologies China Inc | Classic | 8LCHK* | Bottle type | Air-cooled | Free-standing | FALSE | Hot & Cold | 1 | 23 | 0.9 | 2011-05-09 | Low Capacity | 3 | 3.2315
Electrotemp Technologies China Inc | Beaumark | 8LIECHK* | Bottle type | Air-cooled | Free-standing | FALSE | Hot & Cold | 1 | 23 | 0.9 | 2011-05-09 | Low Capacity | 3 | 2.7605
Electrotemp Technologies China Inc | Electrotemp Technologies China, Inc. | 8LIECH* | Bottle type | Air-cooled | Free-standing | FALSE | Hot & Cold | 1 | 23 | 0.9 | 2011-05-09 | Low Capacity | 3 | 2.935
Electrotemp Technologies China Inc | Black & Decker | 8LCK* | Bottle type | Air-cooled | Free-standing | FALSE | Hot & Cold | 1 | 23 | 0.9 | 2011-05-17 | Low Capacity | 3 | 2.8938
Electrotemp Technologies China Inc | Black & Decker | 8LCHK* | Bottle type | Air-cooled | Free-standing | FALSE | Hot & Cold | 1 | 23 | 0.9 | 2011-05-17 | Low Capacity | 3 | 3.0618
Electrotemp Technologies China Inc | Viva | 8LIECHK* | Bottle type | Air-cooled | Free-standing | FALSE | Hot & Cold | 1 | 23 | 0.9 | 2011-05-09 | Low Capacity | 3 | 3.1017
Electrotemp Technologies China Inc | Electrotemp Technologies China, Inc. | 8LIECHK-BP/SP/WP/W | Bottle type | Air-cooled | Free-standing | FALSE | Hot & Cold | 1 | 23 | 0.9 | 2011-05-09 | Low Capacity | 3 | 2.9997
Electrotemp Technologies China Inc | Beaumark | 8HCH* | Bottle type | Air-cooled | Free-standing | FALSE | Hot & Cold | 1 | 23 | 0.9 | 2011-05-09 | Low Capacity | 3 | 2.8581
Electrotemp Technologies China Inc | Viva | 8HDIECHK* | Bottle type | Air-cooled | Free-standing | FALSE | Hot & Cold | 1 | 23 | 0.9 | 2011-05-09 | Low Capacity | 3 | 2.861
Electrotemp Technologies China Inc | Electrotemp Technologies China, Inc. | 8HIECHK-SSF | Bottle type | Air-cooled | Free-standing | FALSE | Hot & Cold | 1 | 23 | 0.9 | 2011-05-09 | Low Capacity | 3 | 3.0198
Electrotemp Technologies China Inc | Electrotemp | 8LIECH-SSF | Bottle type | Air-cooled | Free-standing | FALSE | Hot & Cold | 1 | 23 | 0.9 | 2011-05-17 | Low Capacity | 3 | 2.9389
Electrotemp Technologies China Inc | Beaumark | 8HIECK* | Bottle type | Air-cooled | Free-standing | FALSE | Hot & Cold | 1 | 23 | 0.9 | 2011-05-09 | Low Capacity | 3 | 3.1685
Electrotemp Technologies China Inc | Viva | 8HDCH* | Bottle type | Air-cooled | Free-standing | FALSE | Hot & Cold | 1 | 23 | 0.9 | 2011-05-09 | Low Capacity | 3 | 3.056
Electrotemp Technologies China Inc | Classic | 8LIECHK-SSF | Bottle type | Air-cooled | Free-standing | FALSE | Hot & Cold | 1 | 23 | 0.9 | 2011-05-09 | Low Capacity | 3 | 3.0147
Electrotemp Technologies China Inc | Electrotemp | 8HIECH* | Bottle type | Air-cooled | Free-standing | FALSE | Hot & Cold | 1 | 23 | 0.9 | 2011-05-17 | Low Capacity | 3 | 3.0603
Electrotemp Technologies China Inc | Electrotemp | 8LCHK* | Bottle type | Air-cooled | Free-standing | FALSE | Hot & Cold | 1 | 23 | 0.9 | 2011-05-17 | Low Capacity | 3 | 2.7724
Electrotemp Technologies China Inc | Beaumark | 8HCK* | Bottle type | Air-cooled | Free-standing | FALSE | Hot & Cold | 1 | 23 | 0.9 | 2011-05-09 | Low Capacity | 3 | 2.9369
Electrotemp Technologies China Inc | Black & Decker | 8LIECHK* | Bottle type | Air-cooled | Free-standing | FALSE | Hot & Cold | 1 | 23 | 0.9 | 2011-05-17 | Low Capacity | 3 | 3.2152
Electrotemp Technologies China Inc | Electrotemp | 8HDCHK* | Bottle type | Air-cooled | Free-standing | FALSE | Hot & Cold | 1 | 23 | 0.9 | 2011-05-17 | Low Capacity | 3 | 2.7858
Electrotemp Technologies China Inc | Black & Decker | 8HDCHK* | Bottle type | Air-cooled | Free-standing | FALSE | Hot & Cold | 1 | 23 | 0.9 | 2011-05-17 | Low Capacity | 3 | 3.2089
Electrotemp Technologies China Inc | Viva | 8HIECK | Bottle type | Air-cooled | Free-standing | FALSE | Hot & Cold | 1 | 23 | 0.9 | 2011-05-09 | Low Capacity | 3 | 2.8731
Electrotemp Technologies China Inc | Electrotemp Technologies China, Inc. | 8LIECH-BP/SP/WP/W | Bottle type | Air-cooled | Free-standing | FALSE | Hot & Cold | 1 | 23 | 0.9 | 2011-05-09 | Low Capacity | 3 | 2.9088
Electrotemp Technologies China Inc | Black & Decker | 8HCHK* | Bottle type | Air-cooled | Free-standing | FALSE | Hot & Cold | 1 | 23 | 0.9 | 2011-05-17 | Low Capacity | 3 | 3.2461
Electrotemp Technologies China Inc | Black & Decker | 8LIECH-BP/SP/WP/W | Bottle type | Air-cooled | Free-standing | FALSE | Hot & Cold | 1 | 23 | 0.9 | 2011-05-17 | Low Capacity | 3 | 2.804
Electrotemp Technologies China Inc | Classic | 8LDIECH* | Bottle type | Air-cooled | Free-standing | FALSE | Hot & Cold | 1 | 23 | 0.9 | 2011-05-09 | Low Capacity | 3 | 2.7554
Electrotemp Technologies China Inc | Beaumark | 8LIECK | Bottle type | Air-cooled | Free-standing | FALSE | Hot & Cold | 1 | 23 | 0.9 | 2011-05-09 | Low Capacity | 3 | 3.0276
Electrotemp Technologies China Inc | Black & Decker | 8HIECHK-SSF | Bottle type | Air-cooled | Free-standing | FALSE | Hot & Cold | 1 | 23 | 0.9 | 2011-05-17 | Low Capacity | 3 | 3.1893
Electrotemp Technologies China Inc | Beaumark | 8LDIECH* | Bottle type | Air-cooled | Free-standing | FALSE | Hot & Cold | 1 | 23 | 0.9 | 2011-05-09 | Low Capacity | 3 | 3.1045
Electrotemp Technologies China Inc | Classic | 8LIECH | Bottle type | Air-cooled | Free-standing | FALSE | Hot & Cold | 1 | 23 | 0.9 | 2011-05-09 | Low Capacity | 3 | 3.1544
Oasis International | Oasis | POU2LRHK | Point-of-use type | Air-cooled | Free-standing | FALSE | Hot & Cold | 1 | 42 | 0.7 | 2011-01-05 | High Capacity | 4 | 4.1512
Electrotemp Technologies China Inc | Viva | 8LIECH | Bottle type | Air-cooled | Free-standing | FALSE | Hot & Cold | 1 | 23 | 0.9 | 2011-05-09 | Low Capacity | 3 | 2.8092
Electrotemp Technologies China Inc | Viva | 8HIECK* | Bottle type | Air-cooled | Free-standing | FALSE | Hot & Cold | 1 | 23 | 0.9 | 2011-05-09 | Low Capacity | 3 | 2.7672
Electrotemp Technologies China Inc | Electrotemp | 8LCH* | Bottle type | Air-cooled | Free-standing | FALSE | Hot & Cold | 1 | 23 | 0.9 | 2011-05-17 | Low Capacity | 3 | 2.9627
Electrotemp Technologies China Inc | Black & Decker | 8LIECK | Bottle type | Air-cooled | Free-standing | FALSE | Hot & Cold | 1 | 23 | 0.9 | 2011-05-17 | Low Capacity | 3 | 2.9707
Electrotemp Technologies China Inc | Beaumark | 8LIECH-SSF | Bottle type | Air-cooled | Free-standing | FALSE | Hot & Cold | 1 | 23 | 0.9 | 2011-05-09 | Low Capacity | 3 | 2.766
Electrotemp Technologies China Inc | Electrotemp Technologies China, Inc. | 8HIECK* | Bottle type | Air-cooled | Free-standing | FALSE | Hot & Cold | 1 | 23 | 0.9 | 2011-05-09 | Low Capacity | 3 | 2.7632
Electrotemp Technologies China Inc | Whirlpool | 7LIECH-SSF-WL | Bottle type | Air-cooled | Free-standing | FALSE | Hot & Cold | 1 | 20 | 0.8 | 2015-08-03 | Low Capacity | 3 | 2.8212
Electrotemp Technologies China Inc | Electrotemp Technologies China, Inc. | 8LIECK* | Bottle type | Air-cooled | Free-standing | FALSE | Hot & Cold | 1 | 23 | 0.9 | 2011-05-09 | Low Capacity | 3 | 2.8878
Electrotemp Technologies China Inc | Beaumark | 8HDIECHK* | Bottle type | Air-cooled | Free-standing | FALSE | Hot & Cold | 1 | 23 | 0.9 | 2011-05-09 | Low Capacity | 3 | 2.8277
Electrotemp Technologies China Inc | Classic | 8LCK* | Bottle type | Air-cooled | Free-standing | FALSE | Hot & Cold | 1 | 23 | 0.9 | 2011-05-09 | Low Capacity | 3 | 2.9586
Electrotemp Technologies China Inc | Electrotemp Technologies China, Inc. | 8LCH* | Bottle type | Air-cooled | Free-standing | FALSE | Hot & Cold | 1 | 23 | 0.9 | 2011-05-09 | Low Capacity | 3 | 2.8507
Electrotemp Technologies China Inc | Classic | 8LIECHK-BP/SP/WP/W | Bottle type | Air-cooled | Free-standing | FALSE | Hot & Cold | 1 | 23 | 0.9 | 2011-05-09 | Low Capacity | 3 | 2.7662
Electrotemp Technologies China Inc | Viva | 8HDCHK* | Bottle type | Air-cooled | Free-standing | FALSE | Hot & Cold | 1 | 23 | 0.9 | 2011-05-09 | Low Capacity | 3 | 3.0767
Electrotemp Technologies China Inc | Beaumark | 8LCH* | Bottle type | Air-cooled | Free-standing | FALSE | Hot & Cold | 1 | 23 | 0.9 | 2011-05-09 | Low Capacity | 3 | 3.1182
Electrotemp Technologies China Inc | Electrotemp Technologies China, Inc. | 8LDIECHK* | Bottle type | Air-cooled | Free-standing | FALSE | Hot & Cold | 1 | 23 | 0.9 | 2011-05-09 | Low Capacity | 3 | 2.9834
Electrotemp Technologies China Inc | Electrotemp Technologies China, Inc. | 8LIECHK-SSF | Bottle type | Air-cooled | Free-standing | FALSE | Hot & Cold | 1 | 23 | 0.9 | 2011-05-09 | Low Capacity | 3 | 2.8617
Electrotemp Technologies China Inc | Classic | 8LIECH* | Bottle type | Air-cooled | Free-standing | FALSE | Hot & Cold | 1 | 23 | 0.9 | 2011-05-09 | Low Capacity | 3 | 2.8613
Oasis International | Oasis | P1PVHSK | Point-of-use type | Air-cooled | Free-standing | FALSE | Hot & Cold | 1 | 42 | 0.5 | 2011-01-05 | High Capacity | 4 | 4.2008
Electrotemp Technologies China Inc | Classic | 8HDCH* | Bottle type | Air-cooled | Free-standing | FALSE | Hot & Cold | 1 | 23 | 0.9 | 2011-05-09 | Low Capacity | 3 | 3.1295
Electrotemp Technologies China Inc | Black & Decker | 8HDIECHK* | Bottle type | Air-cooled | Free-standing | FALSE | Hot & Cold | 1 | 23 | 0.9 | 2011-05-17 | Low Capacity | 3 | 3.2279
Electrotemp Technologies China Inc | Electrotemp | 8LIECH* | Bottle type | Air-cooled | Free-standing | FALSE | Hot & Cold | 1 | 23 | 0.9 | 2011-05-17 | Low Capacity | 3 | 3.1501
Electrotemp Technologies China Inc | Black & Decker | 8LIECH-SSF-COSUS | Bottle type | Air-cooled | Free-standing | FALSE | Hot & Cold | 1 | 23 | 0.9 | 2011-05-17 | Low Capacity | 3 | 2.9566
Electrotemp Technologies China Inc | Classic | 8LIECK* | Bottle type | Air-cooled | Free-standing | FALSE | Hot & Cold | 1 | 23 | 0.9 | 2011-05-09 | Low Capacity | 3 | 3.1034
Electrotemp Technologies China Inc | Classic | 8LIECH-SSF | Bottle type | Air-cooled | Free-standing | FALSE | Hot & Cold | 1 | 23 | 0.9 | 2011-05-09 | Low Capacity | 3 | 3.1631
Electrotemp Technologies China Inc | Electrotemp | 8HIECK* | Bottle type | Air-cooled | Free-standing | FALSE | Hot & Cold | 1 | 23 | 0.9 | 2011-05-17 | Low Capacity | 3 | 2.9836
Electrotemp Technologies China Inc | Electrotemp | 8LIECH | Bottle type | Air-cooled | Free-standing | FALSE | Hot & Cold | 1 | 23 | 0.9 | 2011-05-17 | Low Capacity | 3 | 3.1704
Electrotemp Technologies China Inc | Electrotemp Technologies China, Inc. | 8HIECH* | Bottle type | Air-cooled | Free-standing | FALSE | Hot & Cold | 1 | 23 | 0.9 | 2011-05-09 | Low Capacity | 3 | 2.9135
Electrotemp Technologies China Inc | Beaumark | 8LDIECHK* | Bottle type | Air-cooled | Free-standing | FALSE | Hot & Cold | 1 | 23 | 0.9 | 2011-05-09 | Low Capacity | 3 | 3.0068
Electrotemp Technologies China Inc | Electrotemp | 8HCHK* | Bottle type | Air-cooled | Free-standing | FALSE | Hot & Cold | 1 | 23 | 0.9 | 2011-05-17 | Low Capacity | 3 | 3.09
Electrotemp Technologies China Inc | Beaumark | 8LDCHK* | Bottle type | Air-cooled | Free-standing | FALSE | Hot & Cold | 1 | 23 | 0.9 | 2011-05-09 | Low Capacity | 3 | 2.9606
Electrotemp Technologies China Inc | Whirlpool | 8LIECH-SCSSFP5W | Bottle type | Air-cooled | Free-standing | FALSE | Hot & Cold | 1 | 22 | 0.7 | 2014-08-12 | Low Capacity | 3 | 3.0856
Electrotemp Technologies China Inc | Electrotemp | 8LIECHK-SSF | Bottle type | Air-cooled | Free-standing | FALSE | Hot & Cold | 1 | 23 | 0.9 | 2011-05-17 | Low Capacity | 3 | 3.2029
Electrotemp Technologies China Inc | Beaumark | 8LIECHK-SSF | Bottle type | Air-cooled | Free-standing | FALSE | Hot & Cold | 1 | 23 | 0.9 | 2011-05-09 | Low Capacity | 3 | 2.9023
Electrotemp Technologies China Inc | Electrotemp | 8HIECHK-SSF | Bottle type | Air-cooled | Free-standing | FALSE | Hot & Cold | 1 | 23 | 0.9 | 2011-05-17 | Low Capacity | 3 | 2.9709
Electrotemp Technologies China Inc | Beaumark | 8LIECHK-BP/SP/WP/W | Bottle type | Air-cooled | Free-standing | FALSE | Hot & Cold | 1 | 23 | 0.9 | 2011-05-09 | Low Capacity | 3 | 2.7652
Electrotemp Technologies China Inc | Beaumark | 8LCK* | Bottle type | Air-cooled | Free-standing | FALSE | Hot & Cold | 1 | 23 | 0.9 | 2011-05-09 | Low Capacity | 3 | 3.1613
Electrotemp Technologies China Inc | Black & Decker | 8HIECK* | Bottle type | Air-cooled | Free-standing | FALSE | Hot & Cold | 1 | 23 | 0.9 | 2011-05-17 | Low Capacity | 3 | 3.197
AVANTI PRODUCTS LLC | Avanti | WD361 | Bottle type | Air-cooled | Free-standing | FALSE | Hot & Cold | 1 | 21 | 0.6 | 2011-08-15 | Low Capacity | 3 | 3.0095
Electrotemp Technologies China Inc | Classic | 8HIECH* | Bottle type | Air-cooled | Free-standing | FALSE | Hot & Cold | 1 | 23 | 0.9 | 2011-05-09 | Low Capacity | 3 | 2.7554
Electrotemp Technologies China Inc | Beaumark | 8HDIECH* | Bottle type | Air-cooled | Free-standing | FALSE | Hot & Cold | 1 | 23 | 0.9 | 2011-05-09 | Low Capacity | 3 | 2.8277
Electrotemp Technologies China Inc | Electrotemp | 8HIECK | Bottle type | Air-cooled | Free-standing | FALSE | Hot & Cold | 1 | 23 | 0.9 | 2011-05-17 | Low Capacity | 3 | 3.0575
Electrotemp Technologies China Inc | Classic | 8LDIECHK* | Bottle type | Air-cooled | Free-standing | FALSE | Hot & Cold | 1 | 23 | 0.9 | 2011-05-09 | Low Capacity | 3 | 3.159
Electrotemp Technologies China Inc | Viva | 8LIECHK-BP/SP/WP/W | Bottle type | Air-cooled | Free-standing | FALSE | Hot & Cold | 1 | 23 | 0.9 | 2011-05-09 | Low Capacity | 3 | 2.7714
AVANTI PRODUCTS LLC | Avanti | WD362BP | Bottle type | Air-cooled | Free-standing | FALSE | Hot & Cold | 1 | 21 | 0.6 | 2011-08-15 | Low Capacity | 3 | 3.1798
Electrotemp Technologies China Inc | Electrotemp | 8LDIECH* | Bottle type | Air-cooled | Free-standing | FALSE | Hot & Cold | 1 | 23 | 0.9 | 2011-05-17 | Low Capacity | 3 | 2.8566
Electrotemp Technologies China Inc | Electrotemp Technologies China, Inc. | 8LIECH-SSF | Bottle type | Air-cooled | Free-standing | FALSE | Hot & Cold | 1 | 23 | 0.9 | 2011-05-09 | Low Capacity | 3 | 3.0011
Electrotemp Technologies China Inc | Classic | 8LIECH-BP/SP/WP/W | Bottle type | Air-cooled | Free-standing | FALSE | Hot & Cold | 1 | 23 | 0.9 | 2011-05-09 | Low Capacity | 3 | 2.8353
Electrotemp Technologies China Inc | Beaumark | 8HCHK* | Bottle type | Air-cooled | Free-standing | FALSE | Hot & Cold | 1 | 23 | 0.9 | 2011-05-09 | Low Capacity | 3 | 2.7535
Electrotemp Technologies China Inc | Beaumark | 8LIECH | Bottle type | Air-cooled | Free-standing | FALSE | Hot & Cold | 1 | 23 | 0.9 | 2011-05-09 | Low Capacity | 3 | 3.0988
Oasis International | Oasis | P1PVSK | Bottle type | Air-cooled | Free-standing | FALSE | Cook (ambient) & Cold | 1 |  | 0.1 | 2011-01-05 | Low Capacity | 2 | 1.9422
Electrotemp Technologies China Inc | Whirlpool | 7LIECH-SC-SSS-WL | Bottle type | Air-cooled | Free-standing | FALSE | Hot & Cold | 1.5 | 25 | 0.9 | 2020-05-07 | Low Capacity | 3 | 3.2403
Electrotemp Technologies China Inc | Whirlpool | 7LIECH-SC-SSF-WL | Bottle type | Air-cooled | Free-standing | FALSE | Hot & Cold | 1.5 | 25 | 0.9 | 2020-05-07 | Low Capacity | 3 | 2.9576
Electrotemp Technologies China Inc | Whirlpool | 8LIECHK-SC-BP-4L-WL | Bottle type | Air-cooled | Free-standing | FALSE | Hot & Cold | 1.5 | 18 | 0.9 | 2020-05-07 | Low Capacity | 3 | 3.0156
Electrotemp Technologies China Inc | Whirlpool | 8LIECHK-SC-SSF-4L-WL | Bottle type | Air-cooled | Free-standing | FALSE | Hot & Cold | 1.5 | 18 | 0.9 | 2020-05-07 | Low Capacity | 3 | 2.9894
Electrotemp Technologies China Inc | Whirlpool | 8LIECH-SCSSP-5W | Bottle type | Air-cooled | Free-standing | FALSE | Hot & Cold | 1.5 | 18 | 0.9 | 2020-05-07 | Low Capacity | 3 | 2.8155
Electrotemp Technologies China Inc | Whirlpool | 8LIECH-SC-SSS-5L-W-09 | Bottle type | Air-cooled | Free-standing | FALSE | Hot & Cold | 1.5 | 18 | 0.9 | 2020-05-07 | Low Capacity | 3 | 2.8692
Electrotemp Technologies China Inc | Whirlpool | 8LIECHK-SC-CPSBP-1N5WL | Bottle type | Air-cooled | Free-standing | FALSE | Hot & Cold | 1.5 | 18 | 0.9 | 2020-05-07 | Low Capacity | 3 | 2.9789
Electrotemp Technologies China Inc | Whirlpool | 8LIECHK-SC-CPSSSD-1N5WL | Bottle type | Air-cooled | Free-standing | FALSE | Hot & Cold | 1.5 | 18 | 0.9 | 2020-05-07 | Low Capacity | 3 | 3.1175
GHP Group | Great Value | VWD1168BLS | Bottle type | Air-cooled | Free-standing | FALSE | Hot & Cold | 1.5 | 24 | 0.7 | 2021-01-13 | Low Capacity | 3 | 3.0171
GHP Group | Glacier Bay | VWD5446BLS-2-HDU | Bottle type | Air-cooled | Free-standing | FALSE | Hot & Cold | 2 | 20 | 0.2 | 2019-04-08 | Low Capacity | 3 | 2.902
Cornelius Inc. | Grohe | Grohe Blue Professional Connected | Point-of-use type | Air-cooled | Free-standing | FALSE | Cold only | 4 |  | 0.1 | 2019-08-26 | Low Capacity | 1 | 1.0218
IGO Direct | Better Stainless Steel | F730H | Bottle type | Air-cooled | Free-standing | FALSE | Hot & Cold | 6.2 | 60 | 0.8 | 2011-04-08 | High Capacity | 4 | 4.2458
IGO Direct | Exclusive | F828H | Bottle type | Air-cooled | Free-standing | FALSE | Hot & Cold | 6.2 | 60 | 1.1 | 2010-11-09 | High Capacity | 4 | 3.9449
IGO Direct | Exclusive | F828H | Point-of-use type | Air-cooled | Free-standing | FALSE | Hot & Cold | 6.2 | 60 | 1.1 | 2010-11-09 | High Capacity | 4 | 3.9149

## 7. Cooling Capacity Analysis
Chart 2: Cooling Capacity Analysis from CEC Dataset
Note: The final draft definition of High Capacity proposes that products must have a cooling capacity above 0.5 GPH. This level is proposed in order to ensure high capacity models have some differentiation in terms of cooling capacity. Products were binned based on their capacity and Standby Energy Use, with the reported values at the center of each circle indicated. As the energy use in the CEC Database is reported to one decimal place, more variation may exist in actual products on the market.
Source: CEC Dataset
|  | Total Products | Total Meeting 0.80 kWh/day | Pass Rate
| Meets Cold Water Capacity ONLY | 251 | 37 | 15%
| Meets both Hot and Cold Water Capacity | 8 | 6 | 75%

## 8. Heating Capacity Analysis
Chart 3: Heating Capacity Analysis from CEC Dataset
Note: The final draft definition of High Capacity proposes that products must have a heating capacity above 41 exact 6 oz. cups per hour. This level is slightly reduced from the Draft 2 proposal, in order to expand the number of models recognized by the High Capacity definition. Note that there is a large quantity of models at 45 cups per hour that have a cooling capacity of exactly 0.5 GPH which will not be able to meet the High Capacity definition. Products were binned based on their capacity and Standby Energy Use, with the reported values at the center of each circle indicated. As the energy use in the CEC Database is reported to one decimal place, more variation may exist in actual products on the market.
Source: CEC Dataset
|  | Total Products | Total Meeting 0.80 kWh/day | Pass Rate
| Meets Hot Water Capacity ONLY | 392 | 10 | 2.551%
| Meets both Hot and Cold Water Capacity | 8 | 6 | 75%