## 1. Introduction
ENERGY STAR® Water Coolers Data and Analysis
Enclosed are the ENERGY STAR Water Cooler data and analysis supporting the Version 3.0 ENERGY STAR specification. The following tabs are included in this workbook:
1. Introduction: Includes Introduction, table of contents and contacts.
2. Key Product Criteria: Displays key data for new specifications and major revisions.
Table 1: Efficiency Requirements
Chart 1: Efficiency Criteria and ENERGY STAR Models
3. Energy and Cost Savings: Summarizes consumers' energy and cost savings, as well as national savings, associated with the Version 3.0 levels.
Table 2: Annual Unit Energy, GHG, and Cost Savings
Table 3: Lifetime Unit Energy, GHG, and Cost Savings
Table 4: National Lifetime Savings Estimate
4. Product Availability: Provides model counts of available product at the V3.0 criteria levels for each product class.
Table 5: Product Availability and Percentage of Total
5. ENERGY STAR QPL: Includes all ENERGY STAR certified water coolers, as of March 15, 2021
Table 6: ENERGY STAR Qualified Products List
6. CEC Dataset: Includes all models listed on the CEC product database as of March 15, 2021
Table 7: CEC Dataset
If you have any questions concerning this data, please contact Tanja Crk, EPA, at crk.tanja@epa.gov. For more information on the ENERGY STAR Water Coolers v3.0 Product Specification, please visit www.energystar.gov/RevisedSpecs and follow the link for “Water Coolers".

## 2. Version 3.0 Criteria
Table 1: Efficiency Requirements
|  |  | ENERGY STAR V3.0 |  |  | CEC Maximum requirements (Standard) | ENERGY STAR V2.0
Type | Conditioning Method | Capacity | On Mode with No Water Draw (Wh/day) | OMP for Cold Water Draw | OMP For Hot Water Draw | On Mode with No Water Draw (kWh/day) | On Mode with No Water Draw (kWh/day)
Cold Only & Cook and Cold Units | Conditioned Storage | All | 0.16 | Reported | Reported | 1.2 | 0.16
Hot and Cold & Hot, Cook, and Cold Units | Conditioned Storage | Low Capacity | 0.68 | Reported | Reported | 1.2 | 0.87
|  | High Capacity | 0.8 | Reported | Reported | 1.2 | 0.87
| On Demand | All | 0.18 | Reported | Reported | 1.2 | 0.18
Chart 1: Version 3.0 Efficiency Criteria and Water Cooler Models
Chart 1: V7.0 Efficiency Criteria and ENERGY STAR Models
Key for Water Cooler Type |  |  |  | Note: Models from the CEC Dataset and the ENERGY STAR QPL have been distributed horizontally within their categories for visual purposes only.
Type 1: Cold Only
Type 2: Cook & Cold
Type 3: Hot and Cold - Conditioned Storage, Low Capacity
Type 4: Hot and Cold - Conditioned Storage, High Capacity
Type 5: Hot and Cold - On Demand

## 3. Energy and Cost Savings
Table 2: Annual Unit Energy, GHG, and Cost Savings
V3.0 Efficiency Criteria
Equipment | Type | Capacity | Electrical Savings (kWh) | Annual Operational Savings ($) | Emissions Reduction (pounds of CO2)
Cold Only | Conditioned Storage | All | 305.8065 | 38.1035 | 477.0582
Cook and Cold Units | Conditioned Storage | All | 305.8065 | 38.1035 | 477.0582
Hot and Cold Units | Conditioned Storage | Low Capacity | 81.1978 | 10.1172 | 126.6686
|  | High Capacity | 54.75 | 6.8219 | 85.41
| On Demand Heating | All | 0 | 0 | 0
Assumptions: (1) The standard used to calculate savings was the average of all non-ENERGY STAR models on the CEC list (2) Elec. Emissions Factor = 1.560 lbs CO2E/kWh, (3) Residential electricity rate = $0.1246 / kWh
Table 3: Lifetime Unit Energy, GHG, and Cost Savings
V3.0 Efficiency Criteria
Equipment | Type | Capacity | Lifetime Electrical Savings (kWh) | Lifetime Annual Operational Savings ($) | Lifetime Emissions Reduction (pounds of CO2)
Cold Only | Conditioned Storage | All | 3058.0652 | 378.2827 | 4764.4656
Cook and Cold Units | Conditioned Storage | All | 3058.0652 | 378.2827 | 4764.4656
Hot and Cold Units | Conditioned Storage | Low Capacity | 811.9782 | 100.4417 | 1265.0621
|  | High Capacity | 547.5 | 67.7258 | 853.005
| On Demand Heating | All | 0 | 0 | 0
Assumptions: A lifetime of 10 years for all products was used per industry recommendation.
Table 4: National Annual Savings Potential
V3.0 Efficiency Criteria
Equipment | Type | Capacity | National Electrical Savings (kWh) | National Annual Operating Savings ($) | National CO2 Emissions Reduction (thousands of lbs)
Cold Only | Conditioned Storage | All | 51127524.8031 | 4500875.5478 | 79758.9387
Cook and Cold Units | Conditioned Storage | All | 695717552.5208 | 61245642.7806 | 1085319.3819
Hot and Cold Units | Conditioned Storage | Low Capacity | 579208371.4535 | 50989067.1654 | 903565.0595
|  | High Capacity | 1562192520.0979 | 137523460.0505 | 2437020.3314
| On Demand Heating | All | 0 | 0 | 0
Totals |  |  | 2888245968.8753 | 254259045.5443 | 4505663.7114
Assumptions: Assumes all water coolers in the U.S. are ENERGY STAR at the Version 3.0 criteria over the lifetime, which totals to 38.4 million units over 10 years. Projected shipments were estimated per EPA analysis and 2019 US Water Dispense Report, Zenith Global

## 4. Product Availability
Table 5: Product Availability and Percentage of Total Using Reported Values
Base Model Count of the Rated Values at each Level
|  |  | ENERGY STAR V2.0 | ENERGY STAR V3.0 | % of ES V2.0 Passing | CEC Base Models | CEC Passing Models | % of CEC Passing | CEC Passing Models with Rounding Estimation | % CEC Passing with Rounding Estimation
Cold Only | Conditioned Storage | All | 3 | 3 | 100% | 2 | 1 | 50% | 1.2 | 60%
Cook (ambient) & Cold | Conditioned Storage | All | 16 | 16 | 100% | 52 | 6 | 11.54% | 8.2 | 15.77%
Hot & Cold | Conditioned Storage | Low Capacity | 149 | 39 | 26.17% | 1118 | 68 | 6.082% | 159.2 | 14.24%
|  | High Capacity | 71 | 8 | 11.27% | 8 | 6 | 75% | 5.2 | 65%
| On Demand | All | 11 | 11 | 100% | N/A | N/A | N/A | N/A | N/A
Total |  |  | 250 | 77 | 30.8% | 1180 | 81 | 6.864% | 173.8 | 14.73%
Note: The CEC database does not identify units by conditioning type, so the above displays only the total number of "Hot & Cold" units that meet the ENERGY STAR level for Conditioned Storage type units. From the ENERGY STAR QPL, units with an energy use at or above 0.80 kWh/day are assumed to be High Capacity units. Additionally, CEC reports the kWh/day value to one decimal point, where the ENERGY STAR levels are proposed with two decimal points. To provide a closer estimate of the actual number of products from the CEC Dataset that will meet the proposed ENERGY STAR levels, the "CEC Passing Models with Rounding Estimation" and "% CEC Passing with Rounding Estimation" column assumes an even distribution of values for the hundredths decimal place. As an example, for Low Capacity Hot and Cold water coolers, it is estimated that all units rated at or below 0.6 kWh/day meet the ENERGY STAR Version 3.0 level, plus 40% of all units rated at 0.7 kWh/day to account for products ranging from 0.65-0.68 kWh/day that would be rounded to 0.7 kWh/day. The number of units meeting the Version 3.0 levels for Hot and Cold Storage and On Demand units, and for Cold only & Cook and Cold units, may also be affected by rounding differences between these two databases.

## 5. ENERGY STAR QPL
Table 6: ENERGY STAR Qualified Products List | [9 empty] | Scatterplot Criteria Lines
Note: The below was downloaded from the ENERGY STAR Qualified Product List on March 15, 2021.
The ENERGY STAR Qualified Product List is available here.
Brand Name | Model Name | Model Number | Type | Water Source | Water Storage | Refrigerated Compartment | Type Category | Jitter (Hide Column) | Energy Use (On Mode With No Water Draw) (kWh/day) | CEC Minimum - Standard Unit |  | ENERGY STAR V2.0 |  | ENERGY STAR V3.0 Proposal
AQUVERSE | 1PH | 1PH | Hot and Cold | Tap Water Source | Storage | No | 3 | 2.9963 | 0.73 | Type | Energy Use | Type | Energy Use | Type | Energy Use
AQUVERSE | 3H | 3H | Hot and Cold | Bottled - Top Load | Storage | No | 3 | 2.8287 | 0.71 | 1 | 1.2 | 1 | 0.16 | 1 | 0.16
AQUVERSE | 3PH | 3PH | Hot and Cold | Tap Water Source | Storage | No | 3 | 2.8092 | 0.75 | 1.5 | 1.2 | 1.5 | 0.16 | 1.5 | 0.16
AQUVERSE | 5H | 5H | Hot and Cold | Bottled - Top Load | Storage | No | 3 | 3.0256 | 0.78 | 2 | 1.2 | 2 | 0.16 | 2 | 0.16
AQUVERSE | 5PH | 5PH | Hot and Cold | Tap Water Source | Storage | No | 3 | 3.2191 | 0.7 | 2.5 | 1.2 | 2.5 | 0.16 | 2.5 | 0.16
AQUVERSE | A6500 | A6500 | Hot and Cold | Tap Water Source | Storage | No | 4 | 4.1638 | 0.81 | 2.51 | 1.2 | 2.51 | 0.87 | 2.51 | 0.68
Clover | B11A | B11A | Hot and Cold | Bottled - Top Load | Storage | No | 3 | 3.092 | 0.71 | 3 | 1.2 | 3 | 0.87 | 3 | 0.68
Clover | B17A0 | B17A0 | Hot and Cold | Bottled - Top Load | Storage | No | 3 | 3.0122 | 0.78 | 3.5 | 1.2 | 3.5 | 0.87 | 3.5 | 0.68
Clover | B7A | B7A | Hot and Cold | Bottled - Top Load | Storage | No | 3 | 3.2338 | 0.72 | 3.5 | 1.2 | 3.5 | 0.87 | 3.5 | 0.8
Clover | BL25A1 | BL25A1 | Hot and Cold | Bottled - Bottom Load | Storage | No | 3 | 3.0528 | 0.79 | 4 | 1.2 | 4 | 0.87 | 4 | 0.8
Clover | D11A | D11A | Hot and Cold | Tap Water Source | Storage | No | 3 | 2.7929 | 0.75 | 4.49 | 1.2 | 4.49 | 0.87 | 4.49 | 0.8
Clover | D17A0 | D17A0 | Hot and Cold | Tap Water Source | Storage | No | 3 | 2.9058 | 0.7 | 4.5 | 1.2 | 4.5 | 0.18 | 4.5 | 0.18
Clover | D25A2 | D25A2 | Hot and Cold | Tap Water Source | Storage | No | 3 | 3.2326 | 0.66 | 5 | 1.2 | 5 | 0.18 | 5 | 0.18
Clover | D25A2 | D25A2 | Hot and Cold | Tap Water Source | Storage | Yes | 3 | 2.8437 | 0.66
Clover | SD19A0 | SD19A0 | Hot and Cold | Tap Water Source | Storage | No | 3 | 3.0584 | 0.73
Crystal Mountain | ANS-A2*H*1AC | ANS-A2*H*1AC | Hot and Cold | Bottled - Top Load | Storage | No | 3 | 3.1034 | 0.75
Crystal Mountain | ANS-A2*T*1AC | ANS-A2*T*1AC | Cold Only | Bottled - Top Load | Storage | No | 1 | 0.85948 | 0.15
Crystal Mountain | GLE*2*H*1A%C | GLE*2*H*1A%C | Hot and Cold | Bottled - Top Load | Storage | No | 4 | 3.8433 | 0.87
Crystal Mountain | GLE*2*T*1A%C | GLE*2*T*1A%C | Cook and Cold | Bottled - Top Load | Storage | No | 2 | 1.9238 | 0.11
Crystal Mountain | GLS*2*H*1A%C | GLS*2*H*1A%C | Hot and Cold | Bottled - Top Load | Storage | No | 4 | 4.2126 | 0.84
Crystal Mountain | GLS*2*T*1A%C | GLS*2*T*1A%C | Cook and Cold | Bottled - Top Load | Storage | No | 2 | 2.0373 | 0.13
Crystal Mountain | K2FM2*H*1CC | K2FM2*H*1CC | Hot and Cold | Bottled - Top Load | Storage | No | 3 | 3.0202 | 0.79
Crystal Mountain | NOS-A2SHS1AC | NOS-A2SHS1AC | Hot and Cold | Bottled - Top Load | Storage | No | 3 | 2.9059 | 0.53
Crystal Mountain | STFM2*H*1C | STFM2*H*1C | Hot and Cold | Bottled - Bottom Load | Storage | No | 3 | 2.7727 | 0.62
Crystal Mountain | STFP2KHK1RO | STFP2KHK1RO | Hot and Cold | Tap Water Source | Storage | No | 3 | 2.9659 | 0.74
Frigidaire | Water Dispenser | EFWC498 | Hot and Cold | Bottled - Top Load |  | No | 4 | 3.9093 | 0.84
Frigidaire | EFWC505 | EFWC505 | Hot and Cold | Bottled - Bottom Load | Storage | No | 3 | 2.806 | 0.7
Brio | 500 Series | CBP-520 | Hot and Cold | Bottled - Top Load | Storage | No | 3 | 2.7672 | 0.68
Brio | CLBL220 | CLBL220 | Hot and Cold | Bottled - Bottom Load | Storage | No | 3 | 3.2 | 0.74
Brio | CLTL100 | CLTL100 | Hot and Cold | Bottled - Top Load | Storage | No | 3 | 2.9637 | 0.66
Brio | CLTL220 | CLTL220 | Hot and Cold | Bottled - Top Load | Storage | No | 3 | 2.9895 | 0.52
Brio | 3000 Series | CLW-3000U | Hot and Cold | Bottled - Top Load | Storage | No | 3 | 3.1862 | 0.79
Brio;LAGO | CLCTPOU520UVF2 | CLCTPOU520UVF2 | Hot and Cold | Tap Water Source | Storage | No | 4 | 3.9868 | 0.8
Whirlpool | Bottom Loading | 8LIECHK-SC-BP-4L-WL | Hot and Cold | Bottled - Bottom Load | Storage | No | 3 | 3.0601 | 0.77
Whirlpool | Bottom Loading | 8LIECHK-SC-CPSBP-1N5WL | Hot and Cold | Bottled - Bottom Load | Storage | No | 3 | 2.8571 | 0.77
Whirlpool | Bottom Loading | 8LIECHK-SC-CPSSSD-1N5WL | Hot and Cold | Bottled - Bottom Load | Storage | No | 3 | 2.8515 | 0.77
Whirlpool | Bottom Loading | 8LIECHK-SC-SSF-4L-WL | Hot and Cold | Bottled - Bottom Load | Storage | No | 3 | 3.131 | 0.77
Whirlpool | Bottom Loading | 8LIECHK-SP-WL | Hot and Cold | Bottled - Bottom Load |  | No | 3 | 2.9366 | 0.69
Whirlpool | Bottom Loading | 8LIECHK-SSF-WL | Hot and Cold | Bottled - Bottom Load |  | No | 3 | 3.135 | 0.69
Whirlpool | Bottom Loading | 8LIECH-SCD-FSWL | Hot and Cold | Bottled - Bottom Load |  | No | 3 | 3.1145 | 0.69
Whirlpool | Bottom Loading | 8LIECH-SCDSSFWL | Hot and Cold | Bottled - Bottom Load |  | No | 3 | 2.8847 | 0.69
Whirlpool | Bottom Loading | 8LIECH-SCSSF5LW | Hot and Cold | Bottled - Bottom Load |  | No | 3 | 3.1853 | 0.71
Whirlpool | Bottom Loading | 8LIECH-SCSSF-5W | Hot and Cold | Bottled - Bottom Load |  | No | 3 | 3.1863 | 0.71
Whirlpool | Bottom Loading | 8LIECH-SCSSFP5W | Hot and Cold | Bottled - Bottom Load |  | No | 3 | 3.1816 | 0.69
Whirlpool | Bottom Loading | 8LIECH-SCSSP-5W | Hot and Cold | Bottled - Bottom Load |  | No | 3 | 2.7858 | 0.69
Whirlpool | Bottom Loading | 8LIECH-SC-SSS-5L-W-09 | Hot and Cold | Bottled - Bottom Load | Storage | No | 3 | 3 | 0.76
GTW | SSH210ESBR | SSH210ESBR | Hot and Cold | Bottled - Top Load | Storage | No | 3 | 3.1482 | 0.62
GTW | SSH210ESNS | SSH210ESNS | Hot and Cold | Bottled - Top Load | Storage | No | 3 | 2.9934 | 0.77
GTW;Waterways | 1237BHC | 1237BHC | Hot and Cold | Bottled - Bottom Load | Storage | No | 3 | 2.9145 | 0.74
Waterways | SO20TESP | SO20TESP | Hot and Cold | Tap Water Source | On Demand | No | 5 | 5.1125 | 0.87
Glacier Bay | Water Cooler | VWD1066BLS-1HDC (sku # 1000 756 142) | Hot and Cold | Bottled - Bottom Load | On Demand | No | 5 | 4.8411 | 0.16
Glacier Bay | Water Cooler | VWD1066BLS-1-HDU (sku # 1000 050 439) | Hot and Cold | Bottled - Bottom Load | On Demand | No | 5 | 5.1591 | 0.16
Glacier Bay | Water Cooler | VWD2266W-2HDC (sku # 1000 746 950) | Hot and Cold | Bottled - Top Load | Storage | No | 3 | 2.8785 | 0.71
Glacier Bay | Water Cooler | VWD2266W-2-HDU (sku # 1000 050 440) | Hot and Cold | Bottled - Top Load | Storage | No | 3 | 2.7538 | 0.71
Glacier Bay | Water Cooler | VWD366BLP-HDC (sku # 1000 756 141) | Hot and Cold | Bottled - Top Load | Storage | No | 3 | 3.1953 | 0.7
Glacier Bay | Water Cooler | VWD5446BLS-2-HDU (sku # 1001 017 471) | Hot and Cold | Bottled - Top Load | On Demand | No | 5 | 5.0599 | 0.17
Master Chef | Water Cooler | VWD1089BLKSS (sku # 043-2371-2) | Hot and Cold | Bottled - Bottom Load | Storage | No | 4 | 3.9949 | 0.81
Vitapur | Water Cooler | VWD1006BLP | Hot and Cold | Bottled - Bottom Load | On Demand | No | 5 | 5.1469 | 0.17
Vitapur | Water Cooler | VWD1066BLS | Hot and Cold | Bottled - Bottom Load | On Demand | No | 5 | 5.081 | 0.17
Vitapur | Water Cooler | VWD1076BLST | Hot and Cold | Bottled - Bottom Load | On Demand | No | 5 | 4.8834 | 0.15
Vitapur | Water Cooler | VWD1077BLP | Hot and Cold | Bottled - Top Load | Storage | No | 3 | 3.2371 | 0.67
Vitapur | Water Cooler | VWD2236W | Cook and Cold | Bottled - Top Load | Storage | No | 2 | 1.9694 | 0.12
Vitapur | Water Cooler | VWD2265W | Cook and Cold | Bottled - Top Load | Storage | No | 2 | 1.7989 | 0.11
Vitapur | Water Cooler | VWD266BLP | Cook and Cold | Bottled - Top Load | Storage | No | 2 | 1.7867 | 0.13
Brio;LAGO | CLCTPOU620UVF2 | CLCTPOU620UVF2 | Hot and Cold | Tap Water Source |  | No | 3 | 2.7618 | 0.6
Brio;LAGO | CLCTTL520 | CLCTTL520 | Hot and Cold | Bottled - Top Load | Storage | No | 3 | 3.1579 | 0.52
Brio;LAGO | CLPOU520UVF4 | CLPOU520UVF4 | Hot and Cold | Tap Water Source | Storage | No | 3 | 3.1708 | 0.74
LAGO | CLBL200 | CLBL200 | Hot and Cold | Bottled - Bottom Load | Storage | No | 3 | 2.8448 | 0.74
LAGO | CLTL100 | CLTL100 | Hot and Cold | Bottled - Top Load | Storage | No | 3 | 2.9832 | 0.66
LAGO | CLTL220 | CLTL220 | Hot and Cold | Bottled - Top Load | Storage | No | 3 | 3.1151 | 0.52
EBAC | BY24**-US | BY24**-US | Hot and Cold | Bottled - Bottom Load | Storage | No | 3 | 3.1078 | 0.68
CLASSIC | Bottom Loading | 8LIECHK-SC-SSF | Hot and Cold | Bottled - Bottom Load |  | No | 3 | 2.8463 | 0.69
Electrotemp | Top Loading | 75CHK-* | Hot and Cold | Bottled - Top Load |  | No | 4 | 4.1948 | 0.81
Electrotemp | Top Loading | 75CHK-SC-* | Hot and Cold | Bottled - Top Load |  | No | 4 | 4.2481 | 0.81
Electrotemp | Top Loading | 75IECHK-* | Hot and Cold | Bottled - Top Load |  | No | 4 | 4.0541 | 0.82
Electrotemp | Top Loading | 75IECHK-SC-* | Hot and Cold | Bottled - Top Load |  | No | 4 | 4.0883 | 0.82
Electrotemp | Top Loading | 7LCH-* | Hot and Cold | Bottled - Top Load |  | No | 3 | 3.1098 | 0.78
Electrotemp | Top Loading | 7LCH-SC-* | Hot and Cold | Bottled - Top Load |  | No | 3 | 3.0199 | 0.78
Electrotemp | Top Loading | 7LICH-* | Hot and Cold | Bottled - Top Load | Storage | No | 4 | 3.97 | 0.84
Electrotemp | Top Loading | 7LICH-SC-* | Hot and Cold | Bottled - Top Load | Storage | No | 4 | 4.1481 | 0.84
Electrotemp | Bottom Loading | 8HCH-* | Hot and Cold | Bottled - Bottom Load |  | No | 4 | 3.9565 | 0.81
Electrotemp | Bottom Loading | 8HCHK-* | Hot and Cold | Bottled - Bottom Load |  | No | 4 | 4.053 | 0.81
Electrotemp | Bottom Loading | 8HCHK-SC-* | Hot and Cold | Bottled - Bottom Load |  | No | 4 | 3.8784 | 0.81
Electrotemp | Bottom Loading | 8HCHK-SCD-* | Hot and Cold | Bottled - Bottom Load |  | No | 4 | 3.8308 | 0.81
Electrotemp | Bottom Loading | 8HCH-SC-* | Hot and Cold | Bottled - Bottom Load |  | No | 4 | 4.0055 | 0.81
Electrotemp | Bottom Loading | 8HCH-SCD-* | Hot and Cold | Bottled - Bottom Load |  | No | 4 | 4.0802 | 0.81
Electrotemp | Bottom Loading | 8HDCH-KK-SC-* | Hot and Cold | Bottled - Bottom Load |  | No | 4 | 3.8842 | 0.8
Electrotemp | Bottom Loading | 8HDCH-KK-SC-*-POU | Hot and Cold | Bottled - Bottom Load |  | No | 4 | 4.1565 | 0.8
Electrotemp | Bottom Loading | 8HDIECHK-SC-*-POU | Hot and Cold | Tap Water Source |  | No | 4 | 4.0891 | 0.85
Electrotemp | Bottom Loading | 8HIECH-* | Hot and Cold | Bottled - Bottom Load |  | No | 3 | 2.812 | 0.69
Electrotemp | Bottom Loading | 8HIECHK-* | Hot and Cold | Bottled - Bottom Load |  | No | 3 | 2.7943 | 0.69
Electrotemp | Bottom Loading | 8HIECHK-SC-* | Hot and Cold | Bottled - Bottom Load |  | No | 3 | 2.9955 | 0.69
Electrotemp | Bottom Loading | 8HIECHK-SCD-* | Hot and Cold | Bottled - Bottom Load |  | No | 3 | 3.153 | 0.69
Electrotemp | Bottom Loading | 8HIECHK-SC-*-POU | Hot and Cold | Tap Water Source |  | No | 4 | 3.876 | 0.84
Electrotemp | Bottom Loading | 8HIECH-SC-* | Hot and Cold | Bottled - Bottom Load |  | No | 3 | 3.234 | 0.69
Electrotemp | Bottom Loading | 8HIECH-SCD-* | Hot and Cold | Bottled - Bottom Load |  | No | 3 | 3.136 | 0.69
Electrotemp | Bottom Loading | 8LCH-* | Hot and Cold | Bottled - Bottom Load |  | No | 4 | 3.7528 | 0.81
Electrotemp | Bottom Loading | 8LCHK-* | Hot and Cold | Bottled - Bottom Load |  | No | 4 | 4.1963 | 0.81
Electrotemp | Bottom Loading | 8LCH-KK-* | Hot and Cold | Bottled - Bottom Load |  | No | 3 | 3.2283 | 0.78
Electrotemp | Bottom Loading | 8LCH-KK-SC-* | Hot and Cold | Bottled - Bottom Load |  | No | 3 | 2.8351 | 0.78
Electrotemp | Bottom Loading | 8LCH-KK-SCD-* | Hot and Cold | Bottled - Bottom Load |  | No | 3 | 2.9734 | 0.78
Electrotemp | Bottom Loading | 8LCHKK-SCDSSFWL | Hot and Cold | Bottled - Bottom Load |  | No | 3 | 3.1452 | 0.78
Electrotemp | Bottom Loading | 8LCHK-SC-* | Hot and Cold | Bottled - Bottom Load |  | No | 4 | 3.9446 | 0.81
Electrotemp | Bottom Loading | 8LCHK-SCD-* | Hot and Cold | Bottled - Bottom Load |  | No | 4 | 3.9576 | 0.81
Electrotemp | Bottom Loading | 8LCH-SC-* | Hot and Cold | Bottled - Bottom Load |  | No | 4 | 3.8643 | 0.81
Electrotemp | Bottom Loading | 8LCH-SCD-* | Hot and Cold | Bottled - Bottom Load |  | No | 4 | 3.7681 | 0.81
Electrotemp | Bottom Loading | 8LDCH-KK-SC-* | Hot and Cold | Bottled - Bottom Load |  | No | 4 | 3.8873 | 0.8
Electrotemp | Bottom Loading | 8LDIECHK-SC-*-POU | Hot and Cold | Tap Water Source |  | No | 4 | 4.2 | 0.85
Electrotemp | Bottom Loading | 8LIECH-* | Hot and Cold | Bottled - Bottom Load |  | No | 3 | 2.9921 | 0.69
Electrotemp | Bottom Loading | 8LIECHK-* | Hot and Cold | Bottled - Bottom Load |  | No | 3 | 3.2492 | 0.69
Electrotemp | Bottom Loading | 8LIECHK*-POU | Hot and Cold | Tap Water Source |  | No | 4 | 3.8039 | 0.84
Electrotemp | Bottom Loading | 8LIECHK-SC-* | Hot and Cold | Bottled - Bottom Load |  | No | 3 | 3.173 | 0.69
Electrotemp | Bottom Loading | 8LIECHK-SCD-* | Hot and Cold | Bottled - Bottom Load |  | No | 3 | 3.1748 | 0.69
Electrotemp | Bottom Loading | 8LIECH-SC-* | Hot and Cold | Bottled - Bottom Load |  | No | 3 | 2.9488 | 0.69
Electrotemp | Bottom Loading | 8LIECHSC* | Hot and Cold | Bottled - Bottom Load |  | No | 3 | 3.0603 | 0.69
Electrotemp | Bottom Loading | 8LIECH-SCD-* | Hot and Cold | Bottled - Bottom Load |  | No | 3 | 2.9801 | 0.69
Electrotemp | Bottom Loading | 8LIECH-SCD* | Hot and Cold | Bottled - Bottom Load |  | No | 3 | 3.0417 | 0.69
Electrotemp | Bottom Loading | 8LIECHSCD* | Hot and Cold | Bottled - Bottom Load |  | No | 3 | 3.2303 | 0.69
GLACIAL | Bottom Loading | 8LDICH-SC-WFC-SSS | Hot and Cold | Bottled - Bottom Load | Storage | No | 3 | 2.9331 | 0.66
GLACIAL | Bottom Loading | 8LIECH-SCSSFP5 | Hot and Cold | Bottled - Bottom Load |  | No | 3 | 2.927 | 0.69
Whirlpool | Top Loading | 75IECHK-BP-WL | Hot and Cold | Bottled - Top Load |  | No | 4 | 3.8454 | 0.85
Whirlpool | Top Loading | 75IECHK-SC-SSF-D-ST-WL | Hot and Cold | Bottled - Top Load |  | No | 3 | 3.0422 | 0.7
Whirlpool | Top Loading | 75IECHK-SSF-D-ST-WL | Hot and Cold | Bottled - Top Load |  | No | 3 | 3.0011 | 0.7
Whirlpool | Top Loading | 75IECHK-SSF-WL | Hot and Cold | Bottled - Top Load |  | No | 3 | 3.1082 | 0.66
Whirlpool | Top Loading | 75IECHK-W-ST-WL | Hot and Cold | Bottled - Top Load |  | No | 4 | 4.0143 | 0.85
Whirlpool | Top Loading | 7LICH-SSF-WL | Hot and Cold | Bottled - Top Load | Storage | No | 4 | 3.9946 | 0.84
Whirlpool | Point Of Use (Tap Water Source) | 8HDIECHK-SC-SSD-POU-WL | Hot and Cold | Tap Water Source | Storage | No | 4 | 3.9203 | 0.85
Whirlpool | Bottom Loading | 8LCH-KK-SCSSFWL | Hot and Cold | Bottled - Bottom Load |  | No | 3 | 3.1897 | 0.78
Whirlpool | Bottom Loading | 8LCHK-SSD-4L-WL | Hot and Cold | Bottled - Bottom Load | Storage | No | 3 | 3.1379 | 0.73
Whirlpool | Bottom Loading | 8LCHK-SSD-WL | Hot and Cold | Bottled - Bottom Load | Storage | No | 3 | 3.2001 | 0.74
Whirlpool | Bottom Loading | 8LDCHKK-SSFWL | Hot and Cold | Bottled - Bottom Load |  | No | 4 | 3.9979 | 0.8
Angel Water System Technology Sdn Bhd | E190H | E190H | Hot and Cold | Conversion Type | Storage | No | 3 | 3.156 | 0.78
Angel Water System Technology Sdn Bhd | E190K | E190K | Cook and Cold | Conversion Type | Storage | No | 2 | 2.0011 | 0.13
Angel Water System Technology Sdn Bhd | E280H | E280H | Hot and Cold | Conversion Type | Storage | No | 3 | 2.8494 | 0.78
Angel Water System Technology Sdn Bhd | E280K | E280K | Cook and Cold | Conversion Type | Storage | No | 2 | 2.0671 | 0.13
Angel Water System Technology Sdn Bhd | E320H | E320H | Hot and Cold | Conversion Type | Storage | No | 3 | 2.7646 | 0.78
Angel Water System Technology Sdn Bhd | E320K | E320K | Cook and Cold | Conversion Type | Storage | No | 2 | 2.0279 | 0.13
Angel Water System Technology Sdn Bhd | E430H | E430H | Hot and Cold | Conversion Type | Storage | No | 3 | 3.0325 | 0.78
Angel Water System Technology Sdn Bhd | E430K | E430K | Cook and Cold | Conversion Type | Storage | No | 2 | 2.0943 | 0.13
Angel Water System Technology Sdn Bhd | F316H | F316H | Hot and Cold | Conversion Type | Storage | No | 3 | 3.0337 | 0.78
Angel Water System Technology Sdn Bhd | F316K | F316K | Cook and Cold | Conversion Type | Storage | No | 2 | 2.0562 | 0.13
Angel Water System Technology Sdn Bhd | F323H | F323H | Hot and Cold | Conversion Type | Storage | No | 3 | 2.9769 | 0.78
Angel Water System Technology Sdn Bhd | F323K | F323K | Cook and Cold | Conversion Type | Storage | No | 2 | 2.2344 | 0.13
Angel Water System Technology Sdn Bhd | F528H | F528H | Hot and Cold | Conversion Type | Storage | No | 3 | 3.0848 | 0.78
Angel Water System Technology Sdn Bhd | F528K | F528K | Cook and Cold | Conversion Type | Storage | No | 2 | 1.7743 | 0.13
Angel Water System Technology Sdn Bhd | F728H | F728H | Hot and Cold | Conversion Type | Storage | No | 3 | 2.901 | 0.78
Angel Water System Technology Sdn Bhd | F728K | F728K | Cook and Cold | Conversion Type | Storage | No | 2 | 2.0605 | 0.13
Avanti | WDBMC800Q3S | WDBMC800Q3S | Hot and Cold | Bottled - Bottom Load | Storage | No | 3 | 2.9304 | 0.74
Avanti | WDC760I3S | WDC760I3S | Hot and Cold | Bottled - Top Load | Storage | No | 3 | 2.9532 | 0.73
Avanti | WDHC770I0W | WDHC770I0W | Hot and Cold | Bottled - Top Load | Storage | No | 4 | 3.7985 | 0.86
Avalon | A10-TL | A10-TL | Hot and Cold | Bottled - Top Load | Storage | No | 3 | 2.9707 | 0.52
Avalon | A15 | A15 | Hot and Cold | Tap Water Source | Storage | No | 4 | 4.039 | 0.8
Avalon | A1CTWTRCLRWHT | A1CTWTRCLRWHT | Hot and Cold | Bottled - Top Load | Storage | No | 3 | 3.0215 | 0.52
Avalon | A1TLWATERCOOLER | A1TLWATERCOOLER | Hot and Cold | Bottled - Top Load | Storage | No | 3 | 2.957 | 0.66
Avalon | A4BLWTRCLR | A4BLWTRCLR | Hot and Cold | Bottled - Bottom Load | Storage | No | 3 | 3.1015 | 0.74
Avalon | A9 | A9 | Hot and Cold | Tap Water Source |  | No | 3 | 3.1982 | 0.6
Avalon | A9CTELECTRICSS | A9CTELECTRICSS | Hot and Cold | Tap Water Source | Storage | No | 3 | 2.9009 | 0.63
Drinkpod | DP1000 | DP1000 | Hot and Cold | Tap Water Source | Storage | No | 3 | 2.9252 | 0.63
Drinkpod | SW5K | SW5K | Hot and Cold | Bottled - Bottom Load | Storage | No | 3 | 2.8636 | 0.74
Kenmore | KM1000 | KM1000 | Hot and Cold | Tap Water Source | Storage | No | 3 | 2.8652 | 0.63
Kenmore | KM5K | KM5K | Hot and Cold | Bottled - Bottom Load | Storage | No | 3 | 2.894 | 0.74
Master Chef | 043-2336-8 | 043-2336-8 | Hot and Cold | Bottled - Top Load | Storage | No | 3 | 2.9513 | 0.66
Master Chef | 043-2337-6 | 043-2337-6 | Hot and Cold | Bottled - Top Load | Storage | No | 3 | 2.8946 | 0.52
Master Chef | 043-2338-4 | 043-2338-4 | Hot and Cold | Bottled - Bottom Load | Storage | No | 3 | 2.964 | 0.74
Vitapur | Water Cooler | VWD365W | Hot and Cold | Bottled - Top Load | Storage | No | 3 | 2.9941 | 0.74
Vitapur | Water Cooler | VWD365W-K | Hot and Cold | Bottled - Top Load | On Demand | No | 5 | 4.9589 | 0.15
Vitapur | Water Cooler | VWD366BLP | Hot and Cold | Bottled - Top Load | Storage | No | 3 | 3.0787 | 0.7
Vitapur | Water Cooler | VWD366BLS | Hot and Cold | Bottled - Top Load | Storage | No | 3 | 2.9857 | 0.7
Vitapur | Water Cooler | VWD366BLS-K | Hot and Cold | Bottled - Top Load | On Demand | No | 5 | 5.0797 | 0.15
Vitapur | Water Cooler | VWD5446W | Hot and Cold | Bottled - Top Load | On Demand | No | 5 | 4.9018 | 0.17
Vitapur | Water Cooler | VWD9506BLS | Hot and Cold | Tap Water Source | On Demand | No | 5 | 5.1077 | 0.17
Vitapur & Glacier Bay | Water Cooler | VWD5446BLS-1-2 | Hot and Cold | Bottled - Top Load | On Demand | No | 5 | 4.7923 | 0.17
LeMuna | PFWD-01 | PFWD-01 | Hot and Cold | Bottled - Bottom Load | Storage | No | 3 | 3.0399 | 0.75
hOme | HME030236N | HME030236N | Hot and Cold | Bottled - Bottom Load | Storage | No | 3 | 2.7601 | 0.74
hOme | HME030337N | HME030337N | Hot and Cold | Bottled - Bottom Load | Storage | No | 3 | 3.1434 | 0.63
NESTLE | SOBSS210ESCO2 | SOBSS210ESCO2 | Hot and Cold | Bottled - Top Load | Storage | No | 4 | 4.1192 | 0.87
NESTLE | Water_Cooler | SORTB210ESNS | Hot and Cold | Bottled - Top Load | Storage | No | 4 | 4.0185 | 0.86
NESTLE | Water_Cooler | SORTP210ESNS | Hot and Cold | Bottled - Top Load | Storage | No | 4 | 4.1644 | 0.86
NESTLE | Water_Cooler | SORTW210ESNS | Hot and Cold | Bottled - Top Load | Storage | No | 4 | 3.9327 | 0.86
NESTLE | Water_Cooler | SOSB210ESBR | Hot and Cold | Bottled - Top Load | Storage | No | 4 | 3.936 | 0.86
NESTLE | Water_Cooler | SOSB210ESNS | Hot and Cold | Bottled - Top Load | Storage | No | 4 | 4.219 | 0.86
NESTLE | Water_Cooler | SOSW210ESBR | Hot and Cold | Bottled - Top Load | Storage | No | 4 | 4.1741 | 0.86
NESTLE | Water_Cooler | SOSW210ESNS | Hot and Cold | Bottled - Top Load | Storage | No | 4 | 3.9229 | 0.86
Magic Chef | water dispenser | MCWD30TS | Hot and Cold | Bottled - Top Load |  | No | 3 | 2.9615 | 0.73
Magic Chef | MCWD40BB | MCWD40BB | Hot and Cold | Bottled - Bottom Load | Storage | No | 3 | 3.1503 | 0.74
Oasis | BAE1SHSK-DU100 | BAE1SHSK-DU100 | Hot and Cold | Bottled - Top Load | Storage | No | 3 | 2.7933 | 0.78
Oasis | BAEB1SHSK | BAEB1SHSK | Hot and Cold | Bottled - Bottom Load | Storage | No | 4 | 3.9568 | 0.87
Oasis | BAEB1SHSK-DU100 | BAEB1SHSK-DU100 | Hot and Cold | Bottled - Bottom Load | Storage | No | 3 | 3.2356 | 0.74
Oasis | BAEBUV1SHSK | BAEBUV1SHSK | Hot and Cold | Bottled - Bottom Load | Storage | No | 4 | 3.9534 | 0.87
Oasis | BAEM1SHSK | BAEM1SHSK | Hot and Cold | Conversion Type | Storage | No | 4 | 4.1269 | 0.87
Oasis | BAEMUV1SHSK | BAEMUV1SHSK | Hot and Cold | Conversion Type | Storage | No | 4 | 4.1163 | 0.87
Oasis | BAEMUV1SHSK-DU100 | BAEMUV1SHSK-DU100 | Hot and Cold | Conversion Type | Storage | No | 4 | 3.8768 | 0.87
Oasis | BGM1SHS-H100 | BGM1SHS-H100 | Hot and Cold | Bottled - Top Load | Storage | No | 3 | 3.0826 | 0.66
Oasis | BPD1SHS | BPD1SHS | Hot and Cold | Bottled - Top Load | Storage | No | 4 | 4.1262 | 0.87
Oasis | BPD1SK | BPD1SK | Cook and Cold | Bottled - Top Load | Storage | No | 2 | 2.1187 | 0.16
Oasis | BPO1SHS | BPO1SHS | Hot and Cold | Bottled - Top Load | Storage | No | 4 | 4.0024 | 0.87
Oasis | BTSA1SHS | BTSA1SHS | Hot and Cold | Bottled - Top Load | Storage | No | 4 | 3.932 | 0.87
Oasis | BTSA1SK | BTSA1SK | Cook and Cold | Bottled - Top Load | Storage | No | 2 | 1.8457 | 0.16
Oasis | HC97LS | HC97LS | Hot and Cold | Bottled - Top Load | Storage | No | 3 | 3.0652 | 0.56
Oasis | HC97LS* | HC97LS* | Cook and Cold | Bottled - Top Load | Storage | No | 2 | 2.1549 | 0.56
Oasis | HC97LS-DU100 | HC97LS-DU100 | Hot and Cold | Bottled - Top Load | Storage | No | 3 | 2.8045 | 0.56
Oasis | MIR*3* Series | MIR*3* Series | Hot and Cold | Conversion Type | Storage | No | 4 | 4.2103 | 0.87
Oasis | P1PVHSK | P1PVHSK | Hot and Cold | Tap Water Source | Storage | No | 3 | 2.99 | 0.72
Oasis | POC2LRHK | POC2LRHK | Hot and Cold | Tap Water Source | Storage | No | 4 | 4.2256 | 0.87
Oasis | POU1ACTHSK-DU100 | POU1ACTHSK-DU100 | Hot and Cold | Tap Water Source | Storage | No | 3 | 3.0763 | 0.72
Oasis | POU2LRHK | POU2LRHK | Hot and Cold | Tap Water Source | Storage | No | 4 | 4.0193 | 0.87
Oasis | POUD1SHS | POUD1SHS | Hot and Cold | Tap Water Source | Storage | No | 4 | 4.1157 | 0.87
Oasis | POUD1SK | POUD1SK | Cook and Cold | Tap Water Source | Storage | No | 2 | 2.1371 | 0.16
Oasis | PWSA1SHS | PWSA1SHS | Hot and Cold | Tap Water Source | Storage | No | 4 | 4.0265 | 0.87
Kissla | 601172 | 601172 | Hot and Cold | Bottled - Bottom Load | Storage | No | 4 | 3.824 | 0.81
Primo | 601000 | 601000 | Hot and Cold | Bottled - Bottom Load | Storage | No | 3 | 2.888 | 0.77
Primo | 601132 | 601132 | Hot and Cold | Bottled - Top Load | Storage | No | 3 | 3.0264 | 0.73
Primo | 601142 | 601142 | Hot and Cold | Bottled - Top Load | Storage | No | 4 | 3.8006 | 0.85
Primo | 601145 | 601145 | Hot and Cold | Bottled - Bottom Load | Storage | No | 4 | 3.8403 | 0.81
Primo | 601305 | 601305 | Hot and Cold | Bottled - Top Load | Storage | No | 3 | 2.9296 | 0.52
Primo | 601323 | 601323 | Hot and Cold | Bottled - Bottom Load | Storage | No | 3 | 2.7937 | 0.58
Primo | 900128 | 900128 | Hot and Cold | Bottled - Top Load | Storage | No | 3 | 3.0232 | 0.69
PHSI | GEN3i-R | GEN3i-R | Hot and Cold | Tap Water Source | Storage | No | 4 | 4.2469 | 0.84
PHSI | IP1U | IP1U | Hot and Cold | Tap Water Source | Storage | No | 3 | 2.7524 | 0.79
PHSI | IPC1U | IPC1U | Hot and Cold | Tap Water Source | Storage | No | 3 | 2.8022 | 0.64
SH | Water Cooler | WS-16CH | Hot and Cold | Bottled - Top Load | Storage | No | 4 | 3.769 | 0.84
TSW | Drinking Water Cooler | WS-16CH | Hot and Cold | Bottled - Top Load | Storage | No | 4 | 4.1093 | 0.84
Strauss water | Bubble Bar | Bubble Bar | Hot and Cold | Tap Water Source | Storage | Yes | 3 | 2.8208 | 0.79
Strauss water | T-6 Family | T-6 Family | Hot and Cold | Tap Water Source | Storage | Yes | 3 | 2.7521 | 0.76
Strauss water | T-7 Primo | T-7 Primo | Hot and Cold | Tap Water Source | Storage | Yes | 3 | 2.949 | 0.75
Aramark | 12-CHCMU3-ARA | 12-CHCMU3-ARA | Hot and Cold | Tap Water Source |  | No | 3 | 3.1904 | 0.75
Aramark | 12-RC-1 | 12-RC-1 | Hot and Cold | Tap Water Source |  | No | 3 | 3.0072 | 0.76
Aramark | 12-RC-2 | 12-RC-2 | Hot and Cold | Tap Water Source |  | No | 3 | 2.8017 | 0.76
Aramark | 12-RCP-1 | 12-RCP-1 | Hot and Cold | Tap Water Source |  | No | 3 | 2.8005 | 0.76
Culligan | Culligan Executive Firewall | Culligan Executive Firewall | Hot and Cold | Tap Water Source |  | No | 4 | 4.1092 | 0.85
Culligan Executive | F-3FW-FS-HCA-TT-SB-CUS | F-3FW-FS-HCA-TT-SB-CUS | Hot and Cold | Tap Water Source | Storage | No | 3 | 3.164 | 0.31
Innowave | 20-CHC | 20-CHC | Hot and Cold | Tap Water Source | Storage | No | 3 | 3.0417 | 0.25
Innowave | 20-CHCM | 20-CHCM | Hot and Cold | Tap Water Source | Storage | No | 3 | 3.2306 | 0.1
Quench | XFTS1 | XFTS1 | Hot and Cold | Tap Water Source |  | No | 3 | 3.0671 | 0.76
Quench | XMH | XMH | Hot and Cold | Tap Water Source |  | No | 3 | 2.9351 | 0.75
Waterlogic | 12-CHCFW3 | 12-CHCFW3 | Hot and Cold | Tap Water Source |  | No | 3 | 2.8157 | 0.76
Waterlogic | 12-CHCMFW3 | 12-CHCMFW3 | Hot and Cold | Tap Water Source |  | No | 3 | 3.212 | 0.75
Waterlogic | 12-CHCMU3 | 12-CHCMU3 | Hot and Cold | Tap Water Source |  | No | 3 | 2.8717 | 0.75
Waterlogic | 12-CHCU3 | 12-CHCU3 | Hot and Cold | Tap Water Source |  | No | 3 | 3.2294 | 0.76
Waterlogic | 19-GU-XXX | 19-GU-XXX | Hot and Cold | Tap Water Source |  | No | 4 | 3.803 | 0.82
Waterlogic | Counter Top (Retail) | Counter Top (Retail) | Hot and Cold | Tap Water Source |  | No | 3 | 3.2415 | 0.62
Waterlogic | Cube (Commercial) | Cube (Commercial) | Hot and Cold | Tap Water Source |  | No | 3 | 2.7534 | 0.62
Waterlogic | Culligan Premium | Culligan Premium | Hot and Cold | Tap Water Source |  | No | 4 | 4.0563 | 0.82
Waterlogic | F-FWCU1-M-HCA-TT-SB-WLT | F-FWCU1-M-HCA-TT-SB-WLT | Hot and Cold | Tap Water Source | Storage | No | 3 | 2.7932 | 0.2
Waterlogic | IIHCRC | IIHCRC | Hot and Cold | Tap Water Source |  | No | 3 | 2.7502 | 0.76
Waterlogic | IIMHCRC | IIMHCRC | Hot and Cold | Tap Water Source |  | No | 3 | 2.9048 | 0.75
Waterlogic | WL-380 | WL-380 | Hot and Cold | Tap Water Source |  | No | 4 | 4.1382 | 0.85
WL400 | F-4FW-FS-HCA-HC2P-SB-INP | F-4FW-FS-HCA-HC2P-SB-INP | Hot and Cold | Tap Water Source | Storage | No | 3 | 3.0067 | 0.41
WIDA,AquaBeve | Water Coolers | IB110 | Cold Only | Bottled - Top Load | Storage | No | 1 | 1.0967 | 0.13
WIDA,AquaBeve | Water Coolers | IB115 | Cold Only | Tap Water Source | Storage | No | 1 | 0.84884 | 0.13
WIDA,AquaBeve | Water Coolers | IB210 | Hot and Cold | Bottled - Top Load | Storage | No | 4 | 3.7806 | 0.8
WIDA,AquaBeve | Water Coolers | IB215 | Hot and Cold | Tap Water Source | Storage | No | 4 | 3.8441 | 0.8

## 6. CEC Dataset
Table 7: CEC Dataset
Note: The below was downloaded from the CEC database on March 15, 2021. The CEC database does not identify units by conditioning type, and CEC reports the kWh/day value to one decimal point, whereas the ENERGY STAR levels are proposed with two decimal points. The number of units meeting the ENERGY STAR level for hot and cold storage units, and for cold only & cook and cold units, may also be affected by rounding differences between these two databases.
The CEC Database is available here.
Manufacturer | Brand | Model Number | WaterDispType | CoolingMedium | WaterDispStyle | Refrigerated Compartment | Temperatures Delivered | Cooling Capacity (GPH) | Heating Capacity (6oz cups/Hr) | StandbykWhD | Add Date | Capacity | Type Category | Type Jitter
Oasis International | Oasis | BSA1SK | Bottle type | Air-cooled | Free-standing | FALSE | Cook (ambient) & Cold | 0.5 |  | 0.1 | 2011-01-05 | Low Capacity | 2 | 1.825
Electrotemp Technologies China Inc | Viva | 8HIECH-SSF | Bottle type | Air-cooled | Free-standing | FALSE | Hot & Cold | 1 | 23 | 0.9 | 2011-05-09 | Low Capacity | 3 | 2.8415
Foshan Shunde Midea Water Dispenser Mft. Co. Ltd. | Midea | YL1533S | Bottle type | Air-cooled | Free-standing | FALSE | Hot & Cold | 0.5 | 22 | 0.8 | 2015-12-02 | Low Capacity | 3 | 3.073
Foshan Shunde Midea Water Dispenser Mft. Co. Ltd. | Avalon | A2TLWATERCOOLER | Bottle type | Air-cooled | Free-standing | FALSE | Hot & Cold | 0.5 | 22 | 0.8 | 2015-12-02 | Low Capacity | 3 | 2.9695
Foshan Shunde Midea Water Dispenser Mft. Co. Ltd. | Midea | YL1565S | Bottle type | Air-cooled | Free-standing | FALSE | Hot & Cold | 0.5 | 22 | 0.8 | 2015-12-02 | Low Capacity | 3 | 2.9954
Foshan Shunde Midea Water Dispenser Mft. Co. Ltd. | Midea | YL1566S-X | Bottle type | Air-cooled | Free-standing | FALSE | Hot & Cold | 0.5 | 22 | 0.8 | 2015-12-02 | Low Capacity | 3 | 3.018
Foshan Shunde Midea Water Dispenser Mft. Co. Ltd. | Avalon | A4BLWTRCLR | Bottle type | Air-cooled | Free-standing | FALSE | Hot & Cold | 0.5 | 22 | 0.8 | 2015-12-02 | Low Capacity | 3 | 2.8125
Foshan Shunde Midea Water Dispenser Mft. Co. Ltd. | Avalon | A3BLOZONEWTRCLR | Bottle type | Air-cooled | Free-standing | FALSE | Hot & Cold | 0.5 | 22 | 0.8 | 2015-12-02 | Low Capacity | 3 | 2.7905
PRSE, LLC | Hamilton Beach | BL-1-* | Bottle type | Air-cooled | Free-standing | FALSE | Other | 1.3 | 10 | 0.8 | 2015-12-24 | Low Capacity | #N/A | #N/A
Foshan Shunde Midea Water Dispenser Mft. Co. Ltd. | Midea | YL1532S | Bottle type | Air-cooled | Free-standing | FALSE | Hot & Cold | 0.5 | 22 | 0.8 | 2015-12-30 | Low Capacity | 3 | 2.9951
Foshan Shunde Midea Water Dispenser Mft. Co. Ltd. | Midea | YL1536S | Bottle type | Air-cooled | Free-standing | FALSE | Hot & Cold | 0.5 | 22 | 0.8 | 2015-12-30 | Low Capacity | 3 | 2.8844
Foshan Shunde Midea Water Dispenser Mft. Co. Ltd. | Midea | YL1438S | Bottle type | Air-cooled | Free-standing | FALSE | Hot & Cold | 0.5 | 22 | 0.8 | 2015-12-30 | Low Capacity | 3 | 2.9248
Foshan Shunde Midea Water Dispenser Mft. Co. Ltd. | Midea | YL1630S | Bottle type | Air-cooled | Free-standing | FALSE | Hot & Cold | 0.5 | 22 | 0.8 | 2015-12-30 | Low Capacity | 3 | 3.1159
Foshan Shunde Midea Water Dispenser Mft. Co. Ltd. | Newair | WAT40B | Bottle type | Air-cooled | Free-standing | FALSE | Hot & Cold | 0.5 | 22 | 0.8 | 2015-12-30 | Low Capacity | 3 | 3.0963
Foshan Shunde Midea Water Dispenser Mft. Co. Ltd. | Newair | WAT40W | Bottle type | Air-cooled | Free-standing | FALSE | Hot & Cold | 0.5 | 22 | 0.8 | 2015-12-30 | Low Capacity | 3 | 2.7807
Foshan Shunde Midea Water Dispenser Mft. Co. Ltd. | Midea | YL1535S | Bottle type | Air-cooled | Free-standing | FALSE | Hot & Cold | 0.5 | 22 | 0.6 | 2015-12-30 | Low Capacity | 3 | 3.1638
Foshan Shunde Midea Water Dispenser Mft. Co. Ltd. | Midea | YL1335S-W | Bottle type | Air-cooled | Free-standing | FALSE | Hot & Cold | 0.5 | 22 | 0.6 | 2015-12-30 | Low Capacity | 3 | 2.9
Foshan Shunde Midea Water Dispenser Mft. Co. Ltd. | Midea | MYL712S-W | Bottle type | Air-cooled | Free-standing | FALSE | Hot & Cold | 0.5 | 22 | 0.6 | 2015-12-30 | Low Capacity | 3 | 3.1102
Foshan Shunde Midea Water Dispenser Mft. Co. Ltd. | Newair | WAT20W | Bottle type | Air-cooled | Free-standing | FALSE | Hot & Cold | 0.5 | 22 | 0.6 | 2015-12-30 | Low Capacity | 3 | 3.0247
Foshan Shunde Midea Water Dispenser Mft. Co. Ltd. | Newair | WAT30B | Bottle type | Air-cooled | Free-standing | FALSE | Hot & Cold | 0.5 | 22 | 0.6 | 2015-12-30 | Low Capacity | 3 | 3.1982
Foshan Shunde Midea Water Dispenser Mft. Co. Ltd. | Primo | 601205 | Bottle type | Air-cooled | Free-standing | FALSE | Hot & Cold | 0.5 | 22 | 0.8 | 2016-01-29 | Low Capacity | 3 | 3.1488
Foshan Shunde Midea Water Dispenser Mft. Co. Ltd. | Oasis | YL1533S | Bottle type | Air-cooled | Free-standing | FALSE | Hot & Cold | 0.5 | 22 | 0.8 | 2016-02-17 | Low Capacity | 3 | 2.9515
Foshan Shunde Midea Water Dispenser Mft. Co. Ltd. | Elkay | DSBWCT1 | Bottle type | Air-cooled | Free-standing | FALSE | Hot & Cold | 0.5 | 22 | 0.8 | 2016-02-17 | Low Capacity | 3 | 2.8916
Foshan Shunde Midea Water Dispenser Mft. Co. Ltd. | Elkay | DSBWCB1 | Bottle type | Air-cooled | Free-standing | FALSE | Hot & Cold | 0.5 | 22 | 0.8 | 2016-02-17 | Low Capacity | 3 | 3.19
Foshan Shunde Midea Water Dispenser Mft. Co. Ltd. | Oasis | BGM1SHS-H100 | Bottle type | Air-cooled | Free-standing | FALSE | Hot & Cold | 0.5 | 22 | 0.8 | 2016-02-17 | Low Capacity | 3 | 3.0009
Ningbo Lamo Electric Appliance Co.,Ltd | Newair | WCD-200W | Bottle type | Air-cooled | Free-standing | FALSE | Hot & Cold | 0.5 | 35 | 0.8 | 2016-04-07 | Low Capacity | 3 | 3.217
Foshan Shunde Midea Water Dispenser Mft. Co. Ltd. | Hamilton Beach | TL-1-4 | Bottle type | Air-cooled | Free-standing | FALSE | Hot & Cold | 0.5 | 22 | 0.6 | 2016-04-22 | Low Capacity | 3 | 2.961
Foshan Shunde Midea Water Dispenser Mft. Co. Ltd. | Hamilton Beach | TL-2-4 | Bottle type | Air-cooled | Free-standing | FALSE | Hot & Cold | 0.5 | 22 | 0.6 | 2016-04-22 | Low Capacity | 3 | 3.1234
Foshan Shunde Midea Water Dispenser Mft. Co. Ltd. | Hamilton Beach | TL-5-4 | Bottle type | Air-cooled | Free-standing | FALSE | Hot & Cold | 0.5 | 22 | 0.6 | 2016-04-22 | Low Capacity | 3 | 3.0631
Foshan Shunde Midea Water Dispenser Mft. Co. Ltd. | Hamilton Beach | TL-6-4 | Bottle type | Air-cooled | Free-standing | FALSE | Hot & Cold | 0.5 | 22 | 0.6 | 2016-04-22 | Low Capacity | 3 | 2.9251
Foshan Shunde Midea Water Dispenser Mft. Co. Ltd. | Midea | YL1637S-W | Bottle type | Air-cooled | Free-standing | FALSE | Hot & Cold | 0.5 | 22 | 0.6 | 2016-04-22 | Low Capacity | 3 | 3.0172
Foshan Shunde Midea Water Dispenser Mft. Co. Ltd. | Elkay | DSPOUWCF1 | Point-of-use type | Air-cooled | Free-standing | FALSE | Hot & Cold | 0.5 | 22 | 0.6 | 2016-05-06 | Low Capacity | 3 | 3.0686
Foshan Shunde Midea Water Dispenser Mft. Co. Ltd. | Global Industrial | 761013 | Point-of-use type | Air-cooled | Free-standing | FALSE | Hot & Cold | 0.5 | 22 | 0.6 | 2016-05-06 | Low Capacity | 3 | 3.1216
Foshan Shunde Midea Water Dispenser Mft. Co. Ltd. | Primo | 601234 | Bottle type | Air-cooled | Free-standing | FALSE | Hot & Cold | 0.5 | 22 | 0.8 | 2016-07-19 | Low Capacity | 3 | 2.8614
Foshan Shunde Midea Water Dispenser Mft. Co. Ltd. | Primo | 601231 | Bottle type | Air-cooled | Free-standing | FALSE | Hot & Cold | 0.5 | 22 | 0.8 | 2016-07-19 | Low Capacity | 3 | 2.9687
Foshan Shunde Midea Water Dispenser Mft. Co. Ltd. | Primo | 601220 | Bottle type | Air-cooled | Free-standing | FALSE | Hot & Cold | 0.5 | 22 | 0.8 | 2016-07-19 | Low Capacity | 3 | 2.8724
Foshan Shunde Midea Water Dispenser Mft. Co. Ltd. | Primo | 900135 | Bottle type | Air-cooled | Free-standing | FALSE | Hot & Cold | 0.5 | 22 | 0.8 | 2016-07-19 | Low Capacity | 3 | 2.9329
Foshan Shunde Midea Water Dispenser Mft. Co. Ltd. | Midea | YL1660T | Bottle type | Air-cooled | Free-standing | FALSE | Hot & Cold | 0.5 | 22 | 0.6 | 2016-07-19 | Low Capacity | 3 | 2.8024
Foshan Shunde Midea Water Dispenser Mft. Co. Ltd. | Avalon | A1CTWTRCLRWHT | Bottle type | Air-cooled | Free-standing | FALSE | Hot & Cold | 0.5 | 22 | 0.6 | 2016-07-19 | Low Capacity | 3 | 3.0432
Foshan Shunde Midea Water Dispenser Mft. Co. Ltd. | Avalon | A1CTWTRCLRBLK | Bottle type | Air-cooled | Free-standing | FALSE | Hot & Cold | 0.5 | 22 | 0.6 | 2016-07-19 | Low Capacity | 3 | 2.9745
Foshan Shunde Midea Water Dispenser Mft. Co. Ltd. | Midea | JL1565S-C | Bottle type | Air-cooled | Free-standing | FALSE | Hot & Cold | 0.5 | 22 | 0.8 | 2016-07-19 | Low Capacity | 3 | 3.0423
Foshan Shunde Midea Water Dispenser Mft. Co. Ltd. | Midea | YL1660S | Bottle type | Air-cooled | Free-standing | FALSE | Hot & Cold | 0.5 | 22 | 0.8 | 2016-07-19 | Low Capacity | 3 | 3.1339
Foshan Shunde Midea Water Dispenser Mft. Co. Ltd. | Avalon | A1BOTTLELESS | Bottle type | Air-cooled | Free-standing | FALSE | Hot & Cold | 0.5 | 22 | 0.8 | 2016-07-19 | Low Capacity | 3 | 3.0506
Foshan Shunde Midea Water Dispenser Mft. Co. Ltd. | Primo | 601213 | Bottle type | Air-cooled | Free-standing | FALSE | Hot & Cold | 0.5 | 22 | 0.8 | 2016-08-24 | Low Capacity | 3 | 3.0405
Electrotemp Technologies China Inc | Whirlpool | 7LICH-SSF-WL | Bottle type | Air-cooled | Free-standing | FALSE | Hot & Cold | 1 | 22 | 0.8 | 2016-08-24 | Low Capacity | 3 | 3.209
Ningbo Lamo Electric Appliance Co.,Ltd | Avanti | WDC760I3S | Bottle type | Air-cooled | Free-standing | FALSE | Hot & Cold | 0.6 | 35 | 0.7 | 2016-09-06 | Low Capacity | 3 | 2.8926
Foshan Shunde Midea Water Dispenser Mft. Co. Ltd. | Midea | YL1675S-W | Bottle type | Air-cooled | Free-standing | FALSE | Hot & Cold | 0.5 | 22 | 0.6 | 2016-09-06 | Low Capacity | 3 | 3.1842
Foshan Shunde Midea Water Dispenser Mft. Co. Ltd. | Midea | YL1662S-W | Bottle type | Air-cooled | Free-standing | FALSE | Hot & Cold | 0.5 | 22 | 0.6 | 2016-09-06 | Low Capacity | 3 | 2.998
Foshan Shunde Midea Water Dispenser Mft. Co. Ltd. | Geek kool | WD-M1T | Bottle type | Air-cooled | Free-standing | FALSE | Hot & Cold | 0.5 | 22 | 0.6 | 2016-09-06 | Low Capacity | 3 | 2.8729
MITRANA GROUP INC | Mitrana | HWBL1033S(YL1639S) | Bottle type | Air-cooled | Free-standing | FALSE | Hot & Cold | 0.5 | 22 | 0.8 | 2016-09-12 | Low Capacity | 3 | 2.9831
MITRANA GROUP INC | Mitrana | HWBL1033S(YL1639S) | Bottle type | Air-cooled | Free-standing | FALSE | Hot & Cold | 0.5 | 22 | 0.8 | 2016-09-12 | Low Capacity | 3 | 2.9517
Foshan Shunde Midea Water Dispenser Mft. Co. Ltd. | Primo | 601230 | Bottle type | Air-cooled | Free-standing | FALSE | Hot & Cold | 0.5 | 22 | 0.8 | 2016-10-14 | Low Capacity | 3 | 3.218
Foshan Shunde Midea Water Dispenser Mft. Co. Ltd. | Midea | YL1337S-W | Bottle type | Air-cooled | Free-standing | FALSE | Hot & Cold | 0.5 | 22 | 0.6 | 2016-10-14 | Low Capacity | 3 | 2.7879
Foshan Shunde Midea Water Dispenser Mft. Co. Ltd. | GTW | 1337SHC | Bottle type | Air-cooled | Free-standing | FALSE | Hot & Cold | 0.5 | 22 | 0.6 | 2016-10-14 | Low Capacity | 3 | 2.7671
Foshan Shunde Midea Water Dispenser Mft. Co. Ltd. | Midea | YL1237S | Bottle type | Air-cooled | Free-standing | FALSE | Hot & Cold | 0.5 | 22 | 0.8 | 2016-10-14 | Low Capacity | 3 | 2.8808
Foshan Shunde Midea Water Dispenser Mft. Co. Ltd. | GTW | 1237BHC | Bottle type | Air-cooled | Free-standing | FALSE | Hot & Cold | 0.5 | 22 | 0.8 | 2016-10-14 | Low Capacity | 3 | 3.0946
Electrotemp Technologies China Inc | Whirlpool | 75IECHK-DTSSFWL | Bottle type | Air-cooled | Free-standing | FALSE | Hot & Cold | 1 | 22 | 0.8 | 2016-11-04 | Low Capacity | 3 | 3.0422
Electrotemp Technologies China Inc | Whirlpool | 8LIECHK-SP-WL | Bottle type | Air-cooled | Free-standing | FALSE | Hot & Cold | 1 | 22 | 0.7 | 2016-11-04 | Low Capacity | 3 | 2.9283
Electrotemp Technologies China Inc | Whirlpool | 8LIECH-SCSSP-WL | Bottle type | Air-cooled | Free-standing | FALSE | Hot & Cold | 1 | 22 | 0.7 | 2016-11-04 | Low Capacity | 3 | 3.13
Electrotemp Technologies China Inc | Realtree | 7LIECH-RT1 | Bottle type | Air-cooled | Free-standing | FALSE | Hot & Cold | 1 | 22 | 0.8 | 2016-11-04 | Low Capacity | 3 | 3.0891
Electrotemp Technologies China Inc | Realtree | 8LIECH-RT1 | Bottle type | Air-cooled | Free-standing | FALSE | Hot & Cold | 1 | 22 | 0.7 | 2016-11-04 | Low Capacity | 3 | 2.935
Electrotemp Technologies China Inc | Glacial | 8LIECK-T-BP | Bottle type | Air-cooled | Free-standing | FALSE | Cook (ambient) & Cold | 1 |  | 0.2 | 2016-11-04 | Low Capacity | 2 | 1.811
Electrotemp Technologies China Inc | Glacial | 8LIECHK-SCDTSSF | Bottle type | Air-cooled | Free-standing | FALSE | Hot & Cold | 1 | 22 | 0.7 | 2016-11-04 | Low Capacity | 3 | 3.1763
Electrotemp Technologies China Inc | Glacial | A091CK-W | Bottle type | Air-cooled | Free-standing | FALSE | Cook (ambient) & Cold | 1 |  | 0.2 | 2016-11-04 | Low Capacity | 2 | 1.7711
Electrotemp Technologies China Inc | Whirlpool | 8LIECH-SSD-4LWL | Bottle type | Air-cooled | Free-standing | FALSE | Hot & Cold | 1 | 22 | 0.7 | 2016-11-17 | Low Capacity | 3 | 3.1497
Electrotemp Technologies China Inc | Whirlpool | 8LIECH-SSD-WL | Bottle type | Air-cooled | Free-standing | FALSE | Hot & Cold | 1 | 22 | 0.7 | 2016-11-17 | Low Capacity | 3 | 3.197
Electrotemp Technologies China Inc | Whirlpool | 7LICH-W-WL | Bottle type | Air-cooled | Free-standing | FALSE | Hot & Cold | 1 | 22 | 0.8 | 2016-11-17 | Low Capacity | 3 | 3.065
Foshan Shunde Midea Water Dispenser Mft. Co. Ltd. | Kissla | 601238 | Bottle type | Air-cooled | Free-standing | FALSE | Hot & Cold | 0.5 | 22 | 0.8 | 2016-11-18 | Low Capacity | 3 | 3.0791
Foshan Shunde Midea Water Dispenser Mft. Co. Ltd. | Kissla | 601237 | Bottle type | Air-cooled | Free-standing | FALSE | Hot & Cold | 0.5 | 22 | 0.7 | 2016-11-18 | Low Capacity | 3 | 2.992
Foshan Shunde Midea Water Dispenser Mft. Co. Ltd. | Primo | 601225 | Bottle type | Air-cooled | Free-standing | FALSE | Hot & Cold | 0.5 | 22 | 0.8 | 2016-12-14 | Low Capacity | 3 | 2.9293
Foshan Shunde Midea Water Dispenser Mft. Co. Ltd. | Primo | 601229 | Bottle type | Air-cooled | Free-standing | FALSE | Hot & Cold | 0.5 | 22 | 0.8 | 2016-12-14 | Low Capacity | 3 | 3.0446
Foshan Shunde Midea Water Dispenser Mft. Co. Ltd. | Drinkpod | SW5K | Bottle type | Air-cooled | Free-standing | FALSE | Hot & Cold | 0.5 | 22 | 0.7 | 2016-12-22 | Low Capacity | 3 | 2.9892
Foshan Shunde Midea Water Dispenser Mft. Co. Ltd. | LAGO | CLTL120 | Bottle type | Air-cooled | Free-standing | FALSE | Hot & Cold | 0.5 | 22 | 0.7 | 2017-01-19 | Low Capacity | 3 | 2.8079
Foshan Shunde Midea Water Dispenser Mft. Co. Ltd. | LAGO | CLTL100 | Bottle type | Air-cooled | Free-standing | FALSE | Hot & Cold | 0.5 | 22 | 0.7 | 2017-01-19 | Low Capacity | 3 | 3.2096
Foshan Shunde Midea Water Dispenser Mft. Co. Ltd. | LAGO | CLTL200 | Bottle type | Air-cooled | Free-standing | FALSE | Hot & Cold | 0.5 | 22 | 0.5 | 2017-01-19 | Low Capacity | 3 | 3.188
Foshan Shunde Midea Water Dispenser Mft. Co. Ltd. | LAGO | CLTL220 | Bottle type | Air-cooled | Free-standing | FALSE | Hot & Cold | 0.5 | 22 | 0.5 | 2017-01-19 | Low Capacity | 3 | 2.9725
Foshan Shunde Midea Water Dispenser Mft. Co. Ltd. | LAGO | CLTL420 | Bottle type | Air-cooled | Free-standing | FALSE | Hot & Cold | 0.5 | 22 | 0.5 | 2017-01-19 | Low Capacity | 3 | 3.1355
Foshan Shunde Midea Water Dispenser Mft. Co. Ltd. | LAGO | CLBL220 | Bottle type | Air-cooled | Free-standing | FALSE | Hot & Cold | 0.5 | 22 | 0.7 | 2017-01-19 | Low Capacity | 3 | 2.7844
Foshan Shunde Midea Water Dispenser Mft. Co. Ltd. | LAGO | CLBL200 | Bottle type | Air-cooled | Free-standing | FALSE | Hot & Cold | 0.5 | 22 | 0.7 | 2017-01-19 | Low Capacity | 3 | 3.1395
Foshan Shunde Midea Water Dispenser Mft. Co. Ltd. | LAGO | CLBL420 | Bottle type | Air-cooled | Free-standing | FALSE | Hot & Cold | 0.5 | 22 | 0.7 | 2017-01-19 | Low Capacity | 3 | 2.7731
Foshan Shunde Midea Water Dispenser Mft. Co. Ltd. | Honeywell | HWB1083S | Bottle type | Air-cooled | Free-standing | FALSE | Hot & Cold | 0.5 | 22 | 0.8 | 2017-01-19 | Low Capacity | 3 | 3.1202
Foshan Shunde Midea Water Dispenser Mft. Co. Ltd. | Brio | CLTL120 | Bottle type | Air-cooled | Free-standing | FALSE | Hot & Cold | 0.5 | 22 | 0.7 | 2017-01-19 | Low Capacity | 3 | 2.8356
Foshan Shunde Midea Water Dispenser Mft. Co. Ltd. | Brio | CLTL100 | Bottle type | Air-cooled | Free-standing | FALSE | Hot & Cold | 0.5 | 22 | 0.7 | 2017-01-19 | Low Capacity | 3 | 2.9549
Foshan Shunde Midea Water Dispenser Mft. Co. Ltd. | Brio | CLTL200 | Bottle type | Air-cooled | Free-standing | FALSE | Hot & Cold | 0.5 | 22 | 0.5 | 2017-01-19 | Low Capacity | 3 | 3.0641
Foshan Shunde Midea Water Dispenser Mft. Co. Ltd. | Brio | CLTL220 | Bottle type | Air-cooled | Free-standing | FALSE | Hot & Cold | 0.5 | 22 | 0.5 | 2017-01-19 | Low Capacity | 3 | 3.1798
Foshan Shunde Midea Water Dispenser Mft. Co. Ltd. | Brio | CLTL420 | Bottle type | Air-cooled | Free-standing | FALSE | Hot & Cold | 0.5 | 22 | 0.5 | 2017-01-19 | Low Capacity | 3 | 3.16
Foshan Shunde Midea Water Dispenser Mft. Co. Ltd. | Brio | CLBL220 | Bottle type | Air-cooled | Free-standing | FALSE | Hot & Cold | 0.5 | 22 | 0.7 | 2017-01-19 | Low Capacity | 3 | 3.0829
Foshan Shunde Midea Water Dispenser Mft. Co. Ltd. | Brio | CLBL200 | Bottle type | Air-cooled | Free-standing | FALSE | Hot & Cold | 0.5 | 22 | 0.7 | 2017-01-19 | Low Capacity | 3 | 3.2009
Foshan Shunde Midea Water Dispenser Mft. Co. Ltd. | Brio | CLBL420 | Bottle type | Air-cooled | Free-standing | FALSE | Hot & Cold | 0.5 | 22 | 0.7 | 2017-01-19 | Low Capacity | 3 | 2.9634
Foshan Shunde Midea Water Dispenser Mft. Co. Ltd. | master chef | 043-2336-8 | Bottle type | Air-cooled | Free-standing | FALSE | Hot & Cold | 0.5 | 22 | 0.7 | 2017-03-01 | Low Capacity | 3 | 2.763
Foshan Shunde Midea Water Dispenser Mft. Co. Ltd. | master chef | 043-2337-6 | Bottle type | Air-cooled | Free-standing | FALSE | Hot & Cold | 0.5 | 22 | 0.5 | 2017-03-01 | Low Capacity | 3 | 2.8023
Foshan Shunde Midea Water Dispenser Mft. Co. Ltd. | master chef | 043-1838-6 | Bottle type | Air-cooled | Free-standing | FALSE | Hot & Cold | 0.5 | 22 | 0.5 | 2017-03-01 | Low Capacity | 3 | 2.9763
Foshan Shunde Midea Water Dispenser Mft. Co. Ltd. | master chef | 043-2338-4 | Bottle type | Air-cooled | Free-standing | FALSE | Hot & Cold | 0.5 | 22 | 0.7 | 2017-03-01 | Low Capacity | 3 | 2.7747
Foshan Shunde Midea Water Dispenser Mft. Co. Ltd. | Avalon | A5BOTTLELESS | Bottle type | Air-cooled | Free-standing | FALSE | Hot & Cold | 0.5 | 22 | 0.7 | 2017-03-01 | Low Capacity | 3 | 3.0247
Foshan Shunde Midea Water Dispenser Mft. Co. Ltd. | Avalon | A6BLWTRCLRWHT | Bottle type | Air-cooled | Free-standing | FALSE | Hot & Cold | 0.5 | 22 | 0.7 | 2017-03-01 | Low Capacity | 3 | 2.9325
Foshan Shunde Midea Water Dispenser Mft. Co. Ltd. | Avalon | A7BOTTLELESS | Bottle type | Air-cooled | Free-standing | FALSE | Hot & Cold | 0.5 | 22 | 0.7 | 2017-03-01 | Low Capacity | 3 | 2.9612
Foshan Shunde Midea Water Dispenser Mft. Co. Ltd. | Avalon | A8CTBOTTLELESSWHT | Bottle type | Air-cooled | Free-standing | FALSE | Hot & Cold | 0.5 | 22 | 0.5 | 2017-03-01 | Low Capacity | 3 | 2.9544
Foshan Shunde Midea Water Dispenser Mft. Co. Ltd. | Drinkpod | DP1000 | Point-of-use type | Air-cooled | Free-standing | FALSE | Hot & Cold | 0.5 | 22 | 0.6 | 2017-05-24 | Low Capacity | 3 | 3.1078
Foshan Shunde Midea Water Dispenser Mft. Co. Ltd. | Drinkpod | DP1000B | Point-of-use type | Air-cooled | Free-standing | FALSE | Hot & Cold | 0.5 | 22 | 0.6 | 2017-05-24 | Low Capacity | 3 | 2.9342
AVANTI PRODUCTS LLC | Avanti | WDHC770I0W | Bottle type | Air-cooled | Free-standing | FALSE | Hot & Cold | 0.7 | 28 | 0.9 | 2017-06-09 | Low Capacity | 3 | 3.1676
Foshan Shunde Midea Water Dispenser Mft. Co. Ltd. | Oasis | POU1ACTHSK-DU100 | Point-of-use type | Air-cooled | Free-standing | FALSE | Hot & Cold | 0.5 | 22 | 0.7 | 2017-07-26 | Low Capacity | 3 | 3.0249
Foshan Shunde Midea Water Dispenser Mft. Co. Ltd. | Oasis | BAEB1SHSK-DU100 | Bottle type | Air-cooled | Free-standing | FALSE | Hot & Cold | 0.5 | 22 | 0.7 | 2017-07-26 | Low Capacity | 3 | 2.7832
Foshan Shunde Midea Water Dispenser Mft. Co. Ltd. | Oasis | BAE1SHSK-DU100 | Bottle type | Air-cooled | Free-standing | FALSE | Hot & Cold | 0.5 | 22 | 0.8 | 2017-07-26 | Low Capacity | 3 | 3.0282
Foshan Shunde Midea Water Dispenser Mft. Co. Ltd. | Primo | 601240 | Bottle type | Air-cooled | Free-standing | FALSE | Hot & Cold | 0.5 | 22 | 0.8 | 2017-07-26 | Low Capacity | 3 | 2.9886
Foshan Shunde Midea Water Dispenser Mft. Co. Ltd. | Primo | 601241 | Bottle type | Air-cooled | Free-standing | FALSE | Hot & Cold | 0.5 | 22 | 0.8 | 2017-07-26 | Low Capacity | 3 | 3.244
Foshan Shunde Midea Water Dispenser Mft. Co. Ltd. | LAGO | CLPOU420 | Bottle type | Air-cooled | Free-standing | FALSE | Hot & Cold | 0.5 | 22 | 0.7 | 2017-07-27 | Low Capacity | 3 | 2.9079
Foshan Shunde Midea Water Dispenser Mft. Co. Ltd. | Brio | CLPOU420 | Bottle type | Air-cooled | Free-standing | FALSE | Hot & Cold | 0.5 | 22 | 0.7 | 2017-07-27 | Low Capacity | 3 | 2.9206
Foshan Shunde Midea Water Dispenser Mft. Co. Ltd. | Honeywell | HWB2083S(YL1672T) | Bottle type | Air-cooled | Free-standing | FALSE | Hot & Cold | 0.5 | 22 | 0.5 | 2017-07-27 | Low Capacity | 3 | 2.973
Foshan Shunde Midea Water Dispenser Mft. Co. Ltd. | Avalon | AQ-1 | Bottle type | Air-cooled | Free-standing | FALSE | Hot & Cold | 0.5 | 22 | 0.7 | 2017-08-11 | Low Capacity | 3 | 2.904
Foshan Shunde Midea Water Dispenser Mft. Co. Ltd. | Avalon | A7BOTTLELESSBLK | Bottle type | Air-cooled | Free-standing | FALSE | Hot & Cold | 0.5 | 22 | 0.7 | 2017-10-20 | Low Capacity | 3 | 2.9424
Foshan Shunde Midea Water Dispenser Mft. Co. Ltd. | Avalon | A8CTBOTTLELESSBLK | Bottle type | Air-cooled | Free-standing | FALSE | Hot & Cold | 0.5 | 22 | 0.5 | 2017-10-20 | Low Capacity | 3 | 3.0261
Foshan Shunde Midea Water Dispenser Mft. Co. Ltd. | Avalon | A9CTELECTRICSS | Point-of-use type | Air-cooled | Free-standing | FALSE | Hot & Cold | 0.5 | 22 | 0.6 | 2017-10-20 | Low Capacity | 3 | 3.0652
Electrotemp Technologies China Inc | Glacial | 8LCH-KK-SSM | Bottle type | Air-cooled | Free-standing | FALSE | Hot & Cold | 1 | 45 | 0.8 | 2017-11-15 | High Capacity | 4 | 4.1574
Electrotemp Technologies China Inc | Whirlpool | 8LIECHK-SSF-WL | Bottle type | Air-cooled | Free-standing | FALSE | Hot & Cold | 1 | 22 | 0.7 | 2017-11-15 | Low Capacity | 3 | 3.0229
Electrotemp Technologies China Inc | Whirlpool | 7LIECK-W-WL | Bottle type | Air-cooled | Free-standing | FALSE | Cook (ambient) & Cold | 1 |  |  | 2017-11-15 | Low Capacity | 2 | 1.8444
PRSE, LLC | Hamilton Beach | BL-5-2 | Bottle type | No Match | Free-standing | FALSE | Hot & Cold | 1 | 10 | 0.7 | 2017-12-26 | Low Capacity | 3 | 3.2269
Foshan Shunde Midea Water Dispenser Mft. Co. Ltd. | Avalon | A6BLWTRCLRBLK | Bottle type | Air-cooled | Free-standing | FALSE | Hot & Cold | 0.5 | 22 | 0.7 | 2018-01-11 | Low Capacity | 3 | 3.0728
Foshan Shunde Midea Water Dispenser Mft. Co. Ltd. | Primo | 601259 | Bottle type | Air-cooled | Free-standing | FALSE | Hot & Cold | 0.5 | 22 | 0.8 | 2018-01-11 | Low Capacity | 3 | 3.1044
Foshan Shunde Midea Water Dispenser Mft. Co. Ltd. | Avalon | A9ELECTRICWHT | Point-of-use type | Air-cooled | Free-standing | FALSE | Hot & Cold | 0.5 | 22 | 0.6 | 2018-02-05 | Low Capacity | 3 | 2.9008
Foshan Shunde Midea Water Dispenser Mft. Co. Ltd. | Avalon | A9ELECTRICBLK | Point-of-use type | Air-cooled | Free-standing | FALSE | Hot & Cold | 0.5 | 22 | 0.6 | 2018-02-05 | Low Capacity | 3 | 3.2118
Foshan Shunde Midea Water Dispenser Mft. Co. Ltd. | Primo | 601256 | Bottle type | Air-cooled | Free-standing | FALSE | Hot & Cold | 0.5 | 22 | 0.8 | 2018-03-26 | Low Capacity | 3 | 3.2243
Foshan Shunde Midea Water Dispenser Mft. Co. Ltd. | Primo | 601258 | Bottle type | Air-cooled | Free-standing | FALSE | Hot & Cold | 0.5 | 22 | 0.8 | 2018-03-26 | Low Capacity | 3 | 3.2417
Foshan Shunde Midea Water Dispenser Mft. Co. Ltd. | Primo | 601242 | Bottle type | Air-cooled | Free-standing | FALSE | Hot & Cold | 0.5 | 22 | 0.8 | 2018-03-26 | Low Capacity | 3 | 3.1921
Foshan Shunde Midea Water Dispenser Mft. Co. Ltd. | Primo | 601243 | Bottle type | Air-cooled | Free-standing | FALSE | Hot & Cold | 0.5 | 22 | 0.8 | 2018-03-26 | Low Capacity | 3 | 2.8112
Foshan Shunde Midea Water Dispenser Mft. Co. Ltd. | Primo | 601240-B | Bottle type | Air-cooled | Free-standing | FALSE | Hot & Cold | 0.5 | 22 | 0.8 | 2018-04-19 | Low Capacity | 3 | 2.8086
Foshan Shunde Midea Water Dispenser Mft. Co. Ltd. | Primo | 601225-B | Bottle type | Air-cooled | Free-standing | FALSE | Hot & Cold | 0.5 | 22 | 0.8 | 2018-04-19 | Low Capacity | 3 | 2.9827
Foshan Shunde Midea Water Dispenser Mft. Co. Ltd. | Avalon | A12-CTPOU | Bottle type | Air-cooled | Free-standing | FALSE | Hot & Cold | 0.5 | 22 | 0.5 | 2018-05-25 | Low Capacity | 3 | 3.1957
Foshan Shunde Midea Water Dispenser Mft. Co. Ltd. | Kenmore | KM5K | Bottle type | Air-cooled | Free-standing | FALSE | Hot & Cold | 0.5 | 22 | 0.7 | 2018-08-06 | Low Capacity | 3 | 3.1294
Foshan Shunde Midea Water Dispenser Mft. Co. Ltd. | Kenmore | KM100BL | Bottle type | Air-cooled | Free-standing | FALSE | Hot & Cold | 0.5 | 22 | 0.7 | 2018-08-06 | Low Capacity | 3 | 3.0412
Foshan Shunde Midea Water Dispenser Mft. Co. Ltd. | Kenmore | KM1000 | Point-of-use type | Air-cooled | Free-standing | FALSE | Hot & Cold | 0.5 | 22 | 0.6 | 2018-08-06 | Low Capacity | 3 | 3.0923
Foshan Shunde Midea Water Dispenser Mft. Co. Ltd. | Kenmore | KM1000B | Point-of-use type | Air-cooled | Free-standing | FALSE | Hot & Cold | 0.5 | 22 | 0.6 | 2018-08-06 | Low Capacity | 3 | 2.8116
Foshan Shunde Midea Water Dispenser Mft. Co. Ltd. | LAGO | CLPOU2F200SC | Bottle type | Air-cooled | Free-standing | FALSE | Hot & Cold | 0.5 | 22 | 0.7 | 2018-08-06 | Low Capacity | 3 | 2.7576
Foshan Shunde Midea Water Dispenser Mft. Co. Ltd. | LAGO | CLPOU2F220SC | Bottle type | Air-cooled | Free-standing | FALSE | Hot & Cold | 0.5 | 22 | 0.7 | 2018-08-06 | Low Capacity | 3 | 3.0085
Foshan Shunde Midea Water Dispenser Mft. Co. Ltd. | LAGO | CLPOU4UF200SC | Bottle type | Air-cooled | Free-standing | FALSE | Hot & Cold | 0.5 | 22 | 0.7 | 2018-08-06 | Low Capacity | 3 | 3.0505
Foshan Shunde Midea Water Dispenser Mft. Co. Ltd. | LAGO | CLPOU4UF220SC | Bottle type | Air-cooled | Free-standing | FALSE | Hot & Cold | 0.5 | 22 | 0.7 | 2018-08-06 | Low Capacity | 3 | 2.7722
Foshan Shunde Midea Water Dispenser Mft. Co. Ltd. | Brio | CLPOU2F200SC | Bottle type | Air-cooled | Free-standing | FALSE | Hot & Cold | 0.5 | 22 | 0.7 | 2018-08-06 | Low Capacity | 3 | 2.8919
Foshan Shunde Midea Water Dispenser Mft. Co. Ltd. | Brio | CLPOU2F220SC | Bottle type | Air-cooled | Free-standing | FALSE | Hot & Cold | 0.5 | 22 | 0.7 | 2018-08-06 | Low Capacity | 3 | 2.9407
Foshan Shunde Midea Water Dispenser Mft. Co. Ltd. | Brio | CLPOU4UF200SC | Bottle type | Air-cooled | Free-standing | FALSE | Hot & Cold | 0.5 | 22 | 0.7 | 2018-08-06 | Low Capacity | 3 | 2.9863
Foshan Shunde Midea Water Dispenser Mft. Co. Ltd. | Brio | CLPOU4UF220SC | Bottle type | Air-cooled | Free-standing | FALSE | Hot & Cold | 0.5 | 22 | 0.7 | 2018-08-06 | Low Capacity | 3 | 2.8079
Foshan Shunde Midea Water Dispenser Mft. Co. Ltd. | Primo | 860011 | Bottle type | Air-cooled | Free-standing | FALSE | Hot & Cold | 0.5 | 22 | 0.8 | 2018-08-27 | Low Capacity | 3 | 3.1364
Foshan Shunde Midea Water Dispenser Mft. Co. Ltd. | Primo | 860013 | Bottle type | Air-cooled | Free-standing | FALSE | Hot & Cold | 0.5 | 22 | 0.8 | 2018-08-27 | Low Capacity | 3 | 3.0168
Foshan Shunde Midea Water Dispenser Mft. Co. Ltd. | Primo | 860014 | Bottle type | Air-cooled | Free-standing | FALSE | Hot & Cold | 0.5 | 22 | 0.8 | 2018-08-27 | Low Capacity | 3 | 3.2278
Foshan Shunde Midea Water Dispenser Mft. Co. Ltd. | Primo | 860015 | Bottle type | Air-cooled | Free-standing | FALSE | Hot & Cold | 0.5 | 22 | 0.8 | 2018-08-27 | Low Capacity | 3 | 3.0395
Foshan Shunde Midea Water Dispenser Mft. Co. Ltd. | Primo | 860016 | Bottle type | Air-cooled | Free-standing | FALSE | Hot & Cold | 0.5 | 22 | 0.8 | 2018-08-27 | Low Capacity | 3 | 2.7966
Foshan Shunde Midea Water Dispenser Mft. Co. Ltd. | Primo | 860017 | Bottle type | Air-cooled | Free-standing | FALSE | Hot & Cold | 0.5 | 22 | 0.8 | 2018-08-27 | Low Capacity | 3 | 2.8202
Ningbo Lamo Electric Appliance Co.,Ltd | Norpole | NPWDE01W | Bottle type | Air-cooled | Free-standing | FALSE | Hot & Cold | 0.1 | 29 | 0.8 | 2018-08-29 | Low Capacity | 3 | 2.9353
Foshan Shunde Midea Water Dispenser Mft. Co. Ltd. | Avalon | A15 | Point-of-use type | Air-cooled | Free-standing | FALSE | Hot & Cold | 0.5 | 22 | 0.8 | 2018-10-29 | Low Capacity | 3 | 3.2386
Foshan Shunde Midea Water Dispenser Mft. Co. Ltd. | Avalon | A13 | Bottle type | Air-cooled | Free-standing | FALSE | Hot & Cold | 0.5 | 22 | 0.7 | 2018-10-29 | Low Capacity | 3 | 3.2233
Foshan Shunde Midea Water Dispenser Mft. Co. Ltd. | Avalon | A14 | Bottle type | Air-cooled | Free-standing | FALSE | Hot & Cold | 0.5 | 22 | 0.7 | 2018-10-29 | Low Capacity | 3 | 3.1916
Foshan Shunde Midea Water Dispenser Mft. Co. Ltd. | Primo | 601264 | Bottle type | Air-cooled | Free-standing | FALSE | Hot & Cold | 0.5 | 22 | 0.8 | 2018-10-29 | Low Capacity | 3 | 2.9669
Foshan Shunde Midea Water Dispenser Mft. Co. Ltd. | Primo | 601229-B | Bottle type | Air-cooled | Free-standing | FALSE | Hot & Cold | 0.5 | 22 | 0.8 | 2018-12-13 | Low Capacity | 3 | 3.1018
Foshan Shunde Midea Washing Appliances Mfg. Co., Ltd. | Brio | CLTL520 | Bottle type | Air-cooled | Free-standing | FALSE | Hot & Cold | 0.5 | 22 | 0.5 | 2018-12-27 | Low Capacity | 3 | 2.8704
Foshan Shunde Midea Washing Appliances Mfg. Co., Ltd. | Brio | CLBL520SC | Bottle type | Air-cooled | Free-standing | FALSE | Hot & Cold | 0.5 | 22 | 0.7 | 2018-12-27 | Low Capacity | 3 | 3.0611
Foshan Shunde Midea Water Dispenser Mft. Co. Ltd. | Primo | 601272 | Bottle type | Air-cooled | Free-standing | FALSE | Hot & Cold | 0.5 | 22 | 1.2 | 2019-01-24 | Low Capacity | 3 | 2.9922
Foshan Shunde Midea Washing Appliances Mfg. Co., Ltd. | Primo | 601256 SO-C | Bottle type | Air-cooled | Free-standing | FALSE | Hot & Cold | 0.5 | 22 | 0.8 | 2019-02-01 | Low Capacity | 3 | 3.2018
Foshan Shunde Midea Washing Appliances Mfg. Co., Ltd. | Primo | 601231-C | Bottle type | Air-cooled | Free-standing | FALSE | Hot & Cold | 0.5 | 22 | 0.8 | 2019-02-01 | Low Capacity | 3 | 2.9548
Foshan Shunde Midea Washing Appliances Mfg. Co., Ltd. | Primo | 601292 | Bottle type | Air-cooled | Free-standing | FALSE | Hot & Cold | 0.5 | 22 | 0.8 | 2019-02-01 | Low Capacity | 3 | 2.7773
Foshan Shunde Midea Water Dispenser Mft. Co. Ltd. | Magic Chef | MCWD40BB | Bottle type | Air-cooled | Free-standing | FALSE | Hot & Cold | 0.5 | 22 | 0.7 | 2019-02-21 | Low Capacity | 3 | 2.9018
Foshan Shunde Midea Water Dispenser Mft. Co. Ltd. | Magic Chef | MCWD40BW | Bottle type | Air-cooled | Free-standing | FALSE | Hot & Cold | 0.5 | 22 | 0.7 | 2019-02-21 | Low Capacity | 3 | 3.2282
Foshan Shunde Midea Water Dispenser Mft. Co. Ltd. | Home | HME030236N | Bottle type | Air-cooled | Free-standing | FALSE | Hot & Cold | 0.5 | 22 | 0.7 | 2019-03-25 | Low Capacity | 3 | 2.9375
Foshan Shunde Midea Water Dispenser Mft. Co. Ltd. | Brio | CLCTPOU520UVF2 | Bottle type | Air-cooled | Free-standing | FALSE | Hot & Cold | 0.5 | 22 | 0.8 | 2019-04-04 | Low Capacity | 3 | 2.9682
Foshan Shunde Midea Water Dispenser Mft. Co. Ltd. | LAGO | CLCTPOU520UVF2 | Bottle type | Air-cooled | Free-standing | FALSE | Hot & Cold | 0.5 | 22 | 0.8 | 2019-04-04 | Low Capacity | 3 | 2.9394
Foshan Shunde Midea Water Dispenser Mft. Co. Ltd. | Brio | CLCTTL520 | Bottle type | Air-cooled | Free-standing | FALSE | Hot & Cold | 0.5 | 22 | 0.5 | 2019-04-04 | Low Capacity | 3 | 2.9205
Foshan Shunde Midea Water Dispenser Mft. Co. Ltd. | LAGO | CLCTTL520 | Bottle type | Air-cooled | Free-standing | FALSE | Hot & Cold | 0.5 | 22 | 0.5 | 2019-04-04 | Low Capacity | 3 | 2.9076
Foshan Shunde Midea Water Dispenser Mft. Co. Ltd. | Brio | CLPOU520UVF4 | Point-of-use type | Air-cooled | Free-standing | FALSE | Hot & Cold | 0.5 | 22 | 0.7 | 2019-04-04 | Low Capacity | 3 | 3.2338
Foshan Shunde Midea Water Dispenser Mft. Co. Ltd. | LAGO | CLPOU520UVF4 | Point-of-use type | Air-cooled | Free-standing | FALSE | Hot & Cold | 0.5 | 22 | 0.7 | 2019-04-04 | Low Capacity | 3 | 3.002
Foshan Shunde Midea Water Dispenser Mft. Co. Ltd. | Brio | CLPOU520UV | Point-of-use type | Air-cooled | Free-standing | FALSE | Hot & Cold | 0.5 | 22 | 0.7 | 2019-04-04 | Low Capacity | 3 | 3.2273
Foshan Shunde Midea Water Dispenser Mft. Co. Ltd. | LAGO | CLPOU520UV | Point-of-use type | Air-cooled | Free-standing | FALSE | Hot & Cold | 0.5 | 22 | 0.7 | 2019-04-04 | Low Capacity | 3 | 3.1606
Foshan Shunde Midea Water Dispenser Mft. Co. Ltd. | Brio | CLPOU520UVF2 | Point-of-use type | Air-cooled | Free-standing | FALSE | Hot & Cold | 0.5 | 22 | 0.7 | 2019-04-04 | Low Capacity | 3 | 3.1622
Foshan Shunde Midea Water Dispenser Mft. Co. Ltd. | LAGO | CLPOU520UVF2 | Point-of-use type | Air-cooled | Free-standing | FALSE | Hot & Cold | 0.5 | 22 | 0.7 | 2019-04-04 | Low Capacity | 3 | 2.7624
Foshan Shunde Midea Water Dispenser Mft. Co. Ltd. | Primo | 601305 | Bottle type | Air-cooled | Free-standing | FALSE | Hot & Cold | 0.5 | 22 | 0.5 | 2019-04-04 | Low Capacity | 3 | 3.1969
Foshan Shunde Midea Water Dispenser Mft. Co. Ltd. | Primo | 601306 | Bottle type | Air-cooled | Free-standing | FALSE | Hot & Cold | 0.5 | 22 | 0.5 | 2019-04-04 | Low Capacity | 3 | 2.9502
Foshan Shunde Midea Water Dispenser Mft. Co. Ltd. | Primo | 601305-C | Bottle type | Air-cooled | Free-standing | FALSE | Hot & Cold | 0.5 | 22 | 0.5 | 2019-04-04 | Low Capacity | 3 | 2.9398
Foshan Shunde Midea Water Dispenser Mft. Co. Ltd. | Primo | 601306-C | Bottle type | Air-cooled | Free-standing | FALSE | Hot & Cold | 0.5 | 22 | 0.5 | 2019-04-04 | Low Capacity | 3 | 3.1284
GHP Group | Glacier Bay | VWD5446BLS-2-HDU | Bottle type | Air-cooled | Free-standing | FALSE | Hot & Cold | 2 | 20 | 0.2 | 2019-04-08 | Low Capacity | 3 | 2.9668
Electrotemp Technologies China Inc | Whirlpool | 8LCHK-SSD-4L-WL | Bottle type | Air-cooled | Free-standing | FALSE | Hot & Cold | 1 | 22 | 0.8 | 2019-04-15 | Low Capacity | 3 | 2.9577
Ningbo Lamo Electric Appliance Co.,Ltd | Magic Chef | MCWD30TS | Bottle type | Air-cooled | Flush-to-Wall | TRUE | Hot & Cold | 0.7 | 28 | 0.7 | 2019-04-24 | Low Capacity | 3 | 3.2075
Foshan Shunde Midea Water Dispenser Mft. Co. Ltd. | Primo | 601321 | Bottle type | Air-cooled | Free-standing | FALSE | Hot & Cold | 0.5 | 22 | 0.8 | 2019-07-05 | Low Capacity | 3 | 3.1043
Foshan Shunde Midea Water Dispenser Mft. Co. Ltd. | Primo | 601205-C | Bottle type | Air-cooled | Free-standing | FALSE | Hot & Cold | 0.5 | 22 | 0.8 | 2019-07-05 | Low Capacity | 3 | 2.8717
Foshan Shunde Midea Water Dispenser Mft. Co. Ltd. | LAGO | CLBL720SC | Bottle type | Air-cooled | Free-standing | FALSE | Hot & Cold | 0.5 | 22 | 0.7 | 2019-07-05 | Low Capacity | 3 | 2.8998
Foshan Shunde Midea Water Dispenser Mft. Co. Ltd. | Brio | CLBL720SC | Bottle type | Air-cooled | Free-standing | FALSE | Hot & Cold | 0.5 | 22 | 0.7 | 2019-07-05 | Low Capacity | 3 | 3.2196
Foshan Shunde Midea Water Dispenser Mft. Co. Ltd. | LAGO | CLPOU720UV3 | Point-of-use type | Air-cooled | Free-standing | FALSE | Hot & Cold | 0.5 | 22 | 0.7 | 2019-07-05 | Low Capacity | 3 | 2.8766
Foshan Shunde Midea Water Dispenser Mft. Co. Ltd. | Brio | CLPOU720UV3 | Point-of-use type | Air-cooled | Free-standing | FALSE | Hot & Cold | 0.5 | 22 | 0.7 | 2019-07-05 | Low Capacity | 3 | 2.9653
Foshan Shunde Midea Water Dispenser Mft. Co. Ltd. | Brio | CLCTPOU620UVF2 | Point-of-use type | Air-cooled | Free-standing | FALSE | Hot & Cold | 0.5 | 22 | 0.6 | 2019-08-02 | Low Capacity | 3 | 3.2383
Foshan Shunde Midea Water Dispenser Mft. Co. Ltd. | LAGO | CLCTPOU620UVF2 | Point-of-use type | Air-cooled | Free-standing | FALSE | Hot & Cold | 0.5 | 22 | 0.6 | 2019-08-02 | Low Capacity | 3 | 2.7582
Foshan Shunde Midea Water Dispenser Mft. Co. Ltd. | Primo | 601321-C | Bottle type | Air-cooled | Free-standing | FALSE | Hot & Cold | 0.5 | 22 | 0.8 | 2019-08-13 | Low Capacity | 3 | 3.2059
Foshan Shunde Midea Water Dispenser Mft. Co. Ltd. | Primo | 601278-C | Bottle type | Air-cooled | Free-standing | FALSE | Hot & Cold | 0.5 | 22 | 0.8 | 2019-08-13 | Low Capacity | 3 | 2.8328
Foshan Shunde Midea Water Dispenser Mft. Co. Ltd. | Primo | 601258-C | Bottle type | Air-cooled | Free-standing | FALSE | Hot & Cold | 0.5 | 22 | 0.8 | 2019-08-13 | Low Capacity | 3 | 2.9182
Cornelius Inc. | Grohe | Grohe Blue Professional Connected | Point-of-use type | Air-cooled | Free-standing | FALSE | Cold only | 4 |  | 0.1 | 2019-08-26 | Low Capacity | 1 | 0.75272
AVANTI PRODUCTS LLC | Avanti | WDBMC800Q3S | Bottle type | Air-cooled | Free-standing | FALSE | Hot & Cold | 0.5 | 22 | 0.7 | 2019-09-03 | Low Capacity | 3 | 2.8887
Foshan Shunde Midea Water Dispenser Mft. Co. Ltd. | Primo | 601324 | Bottle type | Air-cooled | Free-standing | FALSE | Hot & Cold | 0.5 | 22 | 0.8 | 2019-09-05 | Low Capacity | 3 | 3.0403
Foshan Shunde Midea Water Dispenser Mft. Co. Ltd. | Avalon | A9 | Point-of-use type | Air-cooled | Free-standing | FALSE | Hot & Cold | 0.5 | 22 | 0.6 | 2019-09-17 | Low Capacity | 3 | 3.1966
Foshan Shunde Midea Water Dispenser Mft. Co. Ltd. | Primo | 601327-C | Bottle type | Air-cooled | Free-standing | FALSE | Hot & Cold | 0.5 | 22 | 0.8 | 2019-10-10 | Low Capacity | 3 | 3.0723
Foshan Shunde Midea Water Dispenser Mft. Co. Ltd. | Primo | 601328-C | Bottle type | Air-cooled | Free-standing | FALSE | Hot & Cold | 0.5 | 22 | 0.8 | 2019-10-10 | Low Capacity | 3 | 3.0189
Foshan Shunde Midea Water Dispenser Mft. Co. Ltd. | Primo | 601267-C | Bottle type | Air-cooled | Free-standing | FALSE | Hot & Cold | 0.5 | 22 | 0.8 | 2019-10-10 | Low Capacity | 3 | 2.9421
Foshan Shunde Midea Water Dispenser Mft. Co. Ltd. | Primo | 601268-C | Bottle type | Air-cooled | Free-standing | FALSE | Hot & Cold | 0.5 | 22 | 0.8 | 2019-10-10 | Low Capacity | 3 | 3.0896
Foshan Shunde Midea Water Dispenser Mft. Co. Ltd. | Primo | 860026-C | Bottle type | Air-cooled | Free-standing | FALSE | Hot & Cold | 0.5 | 22 | 0.8 | 2019-10-10 | Low Capacity | 3 | 2.7567
Foshan Shunde Midea Water Dispenser Mft. Co. Ltd. | Primo | 860025-C | Bottle type | Air-cooled | Free-standing | FALSE | Hot & Cold | 0.5 | 22 | 0.8 | 2019-10-10 | Low Capacity | 3 | 2.8709
Foshan Shunde Midea Water Dispenser Mft. Co. Ltd. | Primo | 860027-C | Bottle type | Air-cooled | Free-standing | FALSE | Hot & Cold | 0.5 | 22 | 0.8 | 2019-10-10 | Low Capacity | 3 | 2.7676
Foshan Shunde Midea Water Dispenser Mft. Co. Ltd. | Primo | 860011-C | Bottle type | Air-cooled | Free-standing | FALSE | Hot & Cold | 0.5 | 22 | 0.8 | 2019-10-10 | Low Capacity | 3 | 2.7965
Foshan Shunde Midea Water Dispenser Mft. Co. Ltd. | Primo | 601275 | Bottle type | Air-cooled | Free-standing | FALSE | Hot & Cold | 0.5 | 22 | 0.8 | 2019-10-23 | Low Capacity | 3 | 3.1257
Foshan Shunde Midea Water Dispenser Mft. Co. Ltd. | Brio | CLTL100V2 | Bottle type | Air-cooled | Free-standing | FALSE | Hot & Cold | 0.5 | 23 | 0.6 | 2019-11-24 | Low Capacity | 3 | 2.7972
Foshan Shunde Midea Water Dispenser Mft. Co. Ltd. | Brio | CLTL120V2 | Bottle type | Air-cooled | Free-standing | FALSE | Hot & Cold | 0.5 | 23 | 0.6 | 2019-11-24 | Low Capacity | 3 | 3.0533
Foshan Shunde Midea Water Dispenser Mft. Co. Ltd. | LAGO | CLTL100V2 | Bottle type | Air-cooled | Free-standing | FALSE | Hot & Cold | 0.5 | 23 | 0.6 | 2019-11-24 | Low Capacity | 3 | 2.941
Foshan Shunde Midea Water Dispenser Mft. Co. Ltd. | LAGO | CLTL120V2 | Bottle type | Air-cooled | Free-standing | FALSE | Hot & Cold | 0.5 | 23 | 0.6 | 2019-11-24 | Low Capacity | 3 | 2.7635
Mohawk Group, Inc. | Home | HME030337N | Bottle type | Air-cooled | Free-standing | FALSE | Hot & Cold | 0.5 | 25 | 0.6 | 2019-11-26 | Low Capacity | 3 | 3.1888
Mohawk Group, Inc. | Home | HME030336N | Bottle type | Air-cooled | Free-standing | FALSE | Hot & Cold | 0.5 | 25 | 0.6 | 2019-11-26 | Low Capacity | 3 | 3.1052
Foshan Shunde Midea Water Dispenser Mft. Co. Ltd. | Brio | CLPOU720UVF3 | Point-of-use type | Air-cooled | Free-standing | FALSE | Hot & Cold | 0.5 | 22 | 0.7 | 2019-12-12 | Low Capacity | 3 | 3.1428
Foshan Shunde Midea Water Dispenser Mft. Co. Ltd. | LAGO | CLPOU720UVF3 | Point-of-use type | Air-cooled | Free-standing | FALSE | Hot & Cold | 0.5 | 22 | 0.7 | 2019-12-12 | Low Capacity | 3 | 2.9044
Foshan Shunde Midea Water Dispenser Mft. Co. Ltd. | Brio | CLPOU720UVRO4 | Point-of-use type | Air-cooled | Free-standing | FALSE | Hot & Cold | 0.5 | 22 | 0.7 | 2019-12-12 | Low Capacity | 3 | 2.8398
Foshan Shunde Midea Water Dispenser Mft. Co. Ltd. | LAGO | CLPOU720UVRO4 | Point-of-use type | Air-cooled | Free-standing | FALSE | Hot & Cold | 0.5 | 22 | 0.7 | 2019-12-12 | Low Capacity | 3 | 3.0723
Foshan Shunde Midea Water Dispenser Mft. Co. Ltd. | Brio | CLPOU420UVF2 | Point-of-use type | Air-cooled | Free-standing | FALSE | Hot & Cold | 0.5 | 22 | 0.7 | 2019-12-12 | Low Capacity | 3 | 3.2374
Foshan Shunde Midea Water Dispenser Mft. Co. Ltd. | LAGO | CLPOU420UVF2 | Point-of-use type | Air-cooled | Free-standing | FALSE | Hot & Cold | 0.5 | 22 | 0.7 | 2019-12-12 | Low Capacity | 3 | 2.9978
Foshan Shunde Midea Water Dispenser Mft. Co. Ltd. | Brio | CLPOURO420SCV2 | Point-of-use type | Air-cooled | Free-standing | FALSE | Hot & Cold | 0.5 | 22 | 0.7 | 2019-12-12 | Low Capacity | 3 | 2.8159
Foshan Shunde Midea Water Dispenser Mft. Co. Ltd. | LAGO | CLPOURO420SCV2 | Point-of-use type | Air-cooled | Free-standing | FALSE | Hot & Cold | 0.5 | 22 | 0.7 | 2019-12-12 | Low Capacity | 3 | 2.7942
Foshan Shunde Midea Water Dispenser Mft. Co. Ltd. | Brio | CLPOU420UVRO4 | Point-of-use type | Air-cooled | Free-standing | FALSE | Hot & Cold | 0.5 | 22 | 0.7 | 2019-12-12 | Low Capacity | 3 | 2.7673
Foshan Shunde Midea Water Dispenser Mft. Co. Ltd. | LAGO | CLPOU420UVRO4 | Point-of-use type | Air-cooled | Free-standing | FALSE | Hot & Cold | 0.5 | 22 | 0.7 | 2019-12-12 | Low Capacity | 3 | 2.7762
Foshan Shunde Midea Water Dispenser Mft. Co. Ltd. | Brio | CLTL420V2 | Bottle type | Air-cooled | Free-standing | FALSE | Hot & Cold | 0.5 | 22 | 0.5 | 2019-12-12 | Low Capacity | 3 | 2.9138
Foshan Shunde Midea Water Dispenser Mft. Co. Ltd. | LAGO | CLTL420V2 | Bottle type | Air-cooled | Free-standing | FALSE | Hot & Cold | 0.5 | 22 | 0.5 | 2019-12-12 | Low Capacity | 3 | 3.1624
Foshan Shunde Midea Water Dispenser Mft. Co. Ltd. | Primo | 601323 | Bottle type | Air-cooled | Free-standing | FALSE | Hot & Cold | 0.5 | 22 | 0.8 | 2019-12-24 | Low Capacity | 3 | 2.9386
Foshan Shunde Midea Water Dispenser Mft. Co. Ltd. | Primo | 601323-C | Bottle type | Air-cooled | Free-standing | FALSE | Hot & Cold | 0.5 | 22 | 0.8 | 2020-01-13 | Low Capacity | 3 | 3.2242
Foshan Shunde Midea Water Dispenser Mft. Co. Ltd. | Brio | CLCTPOU720UVF2 | Bottle type | Air-cooled | Free-standing | FALSE | Hot & Cold | 0.5 | 22 | 0.8 | 2020-03-12 | Low Capacity | 3 | 3.1934
Foshan Shunde Midea Water Dispenser Mft. Co. Ltd. | LAGO | CLCTPOU720UVF2 | Bottle type | Air-cooled | Free-standing | FALSE | Hot & Cold | 0.5 | 22 | 0.8 | 2020-03-12 | Low Capacity | 3 | 3.213
Foshan Shunde Midea Water Dispenser Mft. Co. Ltd. | Primo | 860013-C | Bottle type | Air-cooled | Free-standing | FALSE | Hot & Cold | 0.5 | 22 | 0.8 | 2020-03-12 | Low Capacity | 3 | 3.1411
Foshan Shunde Midea Water Dispenser Mft. Co. Ltd. | Primo | 860014-C | Bottle type | Air-cooled | Free-standing | FALSE | Hot & Cold | 0.5 | 22 | 0.8 | 2020-03-12 | Low Capacity | 3 | 2.76
Foshan Shunde Midea Water Dispenser Mft. Co. Ltd. | Primo | 860015-C | Bottle type | Air-cooled | Free-standing | FALSE | Hot & Cold | 0.5 | 22 | 0.8 | 2020-03-12 | Low Capacity | 3 | 3.1953
Foshan Shunde Midea Water Dispenser Mft. Co. Ltd. | Primo | 860016-C | Bottle type | Air-cooled | Free-standing | FALSE | Hot & Cold | 0.5 | 22 | 0.8 | 2020-03-12 | Low Capacity | 3 | 3.0118
Foshan Shunde Midea Water Dispenser Mft. Co. Ltd. | Primo | 860017-C | Bottle type | Air-cooled | Free-standing | FALSE | Hot & Cold | 0.5 | 22 | 0.8 | 2020-03-12 | Low Capacity | 3 | 3.0614
Foshan Shunde Midea Water Dispenser Mft. Co. Ltd. | Brio | CLBL420V2 | Bottle type | Air-cooled | Free-standing | FALSE | Hot & Cold | 0.5 | 22 | 0.7 | 2020-03-24 | Low Capacity | 3 | 2.8618
Foshan Shunde Midea Water Dispenser Mft. Co. Ltd. | LAGO | CLBL420V2 | Bottle type | Air-cooled | Free-standing | FALSE | Hot & Cold | 0.5 | 22 | 0.7 | 2020-03-24 | Low Capacity | 3 | 3.2365
Foshan Shunde Midea Water Dispenser Mft. Co. Ltd. | Avalon | A13CT | Point-of-use type | Air-cooled | Free-standing | FALSE | Hot & Cold | 0.5 | 22 | 0.8 | 2020-04-20 | Low Capacity | 3 | 2.8228
Foshan Shunde Midea Water Dispenser Mft. Co. Ltd. | Primo | 601275-C | Bottle type | Air-cooled | Free-standing | FALSE | Hot & Cold | 0.5 | 22 | 0.8 | 2020-04-27 | Low Capacity | 3 | 2.9814
Electrotemp Technologies China Inc | Whirlpool | 7LIECH-SC-SSS-WL | Bottle type | Air-cooled | Free-standing | FALSE | Hot & Cold | 1.5 | 25 | 0.9 | 2020-05-07 | Low Capacity | 3 | 3.0594
Electrotemp Technologies China Inc | Whirlpool | 7LIECH-SC-SSF-WL | Bottle type | Air-cooled | Free-standing | FALSE | Hot & Cold | 1.5 | 25 | 0.9 | 2020-05-07 | Low Capacity | 3 | 2.985
Electrotemp Technologies China Inc | Whirlpool | 8LIECHK-SC-BP-4L-WL | Bottle type | Air-cooled | Free-standing | FALSE | Hot & Cold | 1.5 | 18 | 0.9 | 2020-05-07 | Low Capacity | 3 | 3.1241
Electrotemp Technologies China Inc | Whirlpool | 8LIECHK-SC-SSF-4L-WL | Bottle type | Air-cooled | Free-standing | FALSE | Hot & Cold | 1.5 | 18 | 0.9 | 2020-05-07 | Low Capacity | 3 | 2.9123
Electrotemp Technologies China Inc | Whirlpool | 8LIECH-SCSSP-5W | Bottle type | Air-cooled | Free-standing | FALSE | Hot & Cold | 1.5 | 18 | 0.9 | 2020-05-07 | Low Capacity | 3 | 2.8434
Electrotemp Technologies China Inc | Whirlpool | 8LIECH-SC-SSS-5L-W-09 | Bottle type | Air-cooled | Free-standing | FALSE | Hot & Cold | 1.5 | 18 | 0.9 | 2020-05-07 | Low Capacity | 3 | 2.8953
Electrotemp Technologies China Inc | Whirlpool | 8LIECHK-SC-CPSBP-1N5WL | Bottle type | Air-cooled | Free-standing | FALSE | Hot & Cold | 1.5 | 18 | 0.9 | 2020-05-07 | Low Capacity | 3 | 2.9451
Electrotemp Technologies China Inc | Whirlpool | 8LIECHK-SC-CPSSSD-1N5WL | Bottle type | Air-cooled | Free-standing | FALSE | Hot & Cold | 1.5 | 18 | 0.9 | 2020-05-07 | Low Capacity | 3 | 2.8524
Foshan Shunde Midea Water Dispenser Mft. Co. Ltd. | Arctic King | YL1136S | Bottle type | Air-cooled | Free-standing | FALSE | Hot & Cold | 0.5 | 22 | 0.8 | 2020-05-21 | Low Capacity | 3 | 2.9953
Foshan Shunde Midea Water Dispenser Mft. Co. Ltd. | Arctic King | YL1243S | Bottle type | Air-cooled | Free-standing | FALSE | Hot & Cold | 0.5 | 22 | 0.8 | 2020-05-21 | Low Capacity | 3 | 2.8517
Foshan Shunde Midea Water Dispenser Mft. Co. Ltd. | Arctic King | YL1241AS | Bottle type | Air-cooled | Free-standing | FALSE | Hot & Cold | 0.5 | 22 | 0.8 | 2020-05-21 | Low Capacity | 3 | 3.0677
Foshan Shunde Midea Water Dispenser Mft. Co. Ltd. | Brio | CLPOU320SLUVF2 | Point-of-use type | Air-cooled | Free-standing | FALSE | Hot & Cold | 0.5 | 22 | 0.7 | 2020-07-22 | Low Capacity | 3 | 2.9984
Foshan Shunde Midea Water Dispenser Mft. Co. Ltd. | LAGO | CLPOU320SLUVF2 | Point-of-use type | Air-cooled | Free-standing | FALSE | Hot & Cold | 0.5 | 22 | 0.7 | 2020-07-22 | Low Capacity | 3 | 2.7526
Foshan Shunde Midea Water Dispenser Mft. Co. Ltd. | Brio | CLPOU320SLUVF3 | Point-of-use type | Air-cooled | Free-standing | FALSE | Hot & Cold | 0.5 | 22 | 0.7 | 2020-07-22 | Low Capacity | 3 | 2.8946
Foshan Shunde Midea Water Dispenser Mft. Co. Ltd. | LAGO | CLPOU320SLUVF3 | Point-of-use type | Air-cooled | Free-standing | FALSE | Hot & Cold | 0.5 | 22 | 0.7 | 2020-07-22 | Low Capacity | 3 | 3.0339
Foshan Shunde Midea Water Dispenser Mft. Co. Ltd. | Brio | CLPOU320SLUVF4 | Point-of-use type | Air-cooled | Free-standing | FALSE | Hot & Cold | 0.5 | 22 | 0.7 | 2020-07-22 | Low Capacity | 3 | 2.8269
Foshan Shunde Midea Water Dispenser Mft. Co. Ltd. | LAGO | CLPOU320SLUVF4 | Point-of-use type | Air-cooled | Free-standing | FALSE | Hot & Cold | 0.5 | 22 | 0.7 | 2020-07-22 | Low Capacity | 3 | 2.8828
Foshan Shunde Midea Water Dispenser Mft. Co. Ltd. | Brio | CLPOU320WSLUVF2 | Point-of-use type | Air-cooled | Free-standing | FALSE | Hot & Cold | 0.5 | 22 | 0.7 | 2020-07-22 | Low Capacity | 3 | 2.8368
Foshan Shunde Midea Water Dispenser Mft. Co. Ltd. | LAGO | CLPOU320WSLUVF2 | Point-of-use type | Air-cooled | Free-standing | FALSE | Hot & Cold | 0.5 | 22 | 0.7 | 2020-07-22 | Low Capacity | 3 | 3.1297
Foshan Shunde Midea Water Dispenser Mft. Co. Ltd. | Brio | CLPOU320WSLUVF3 | Point-of-use type | Air-cooled | Free-standing | FALSE | Hot & Cold | 0.5 | 22 | 0.7 | 2020-07-22 | Low Capacity | 3 | 3.2353
Foshan Shunde Midea Water Dispenser Mft. Co. Ltd. | LAGO | CLPOU320WSLUVF3 | Point-of-use type | Air-cooled | Free-standing | FALSE | Hot & Cold | 0.5 | 22 | 0.7 | 2020-07-22 | Low Capacity | 3 | 3.2018
Foshan Shunde Midea Water Dispenser Mft. Co. Ltd. | Brio | CLPOU320WSLUVF4 | Point-of-use type | Air-cooled | Free-standing | FALSE | Hot & Cold | 0.5 | 22 | 0.7 | 2020-07-22 | Low Capacity | 3 | 2.8947
Foshan Shunde Midea Water Dispenser Mft. Co. Ltd. | LAGO | CLPOU320WSLUVF4 | Point-of-use type | Air-cooled | Free-standing | FALSE | Hot & Cold | 0.5 | 22 | 0.7 | 2020-07-22 | Low Capacity | 3 | 2.7853
Foshan Shunde Midea Water Dispenser Mft. Co. Ltd. | Brio | CLPOU320BSLUVF2 | Point-of-use type | Air-cooled | Free-standing | FALSE | Hot & Cold | 0.5 | 22 | 0.7 | 2020-07-22 | Low Capacity | 3 | 2.8297
Foshan Shunde Midea Water Dispenser Mft. Co. Ltd. | LAGO | CLPOU320BSLUVF2 | Point-of-use type | Air-cooled | Free-standing | FALSE | Hot & Cold | 0.5 | 22 | 0.7 | 2020-07-22 | Low Capacity | 3 | 2.9741
Foshan Shunde Midea Water Dispenser Mft. Co. Ltd. | Brio | CLPOU320BSLUVF3 | Point-of-use type | Air-cooled | Free-standing | FALSE | Hot & Cold | 0.5 | 22 | 0.7 | 2020-07-22 | Low Capacity | 3 | 2.8681
Foshan Shunde Midea Water Dispenser Mft. Co. Ltd. | LAGO | CLPOU320BSLUVF3 | Point-of-use type | Air-cooled | Free-standing | FALSE | Hot & Cold | 0.5 | 22 | 0.7 | 2020-07-22 | Low Capacity | 3 | 2.8924
Foshan Shunde Midea Water Dispenser Mft. Co. Ltd. | Brio | CLPOU320BSLUVF4 | Point-of-use type | Air-cooled | Free-standing | FALSE | Hot & Cold | 0.5 | 22 | 0.7 | 2020-07-22 | Low Capacity | 3 | 3.2007
Foshan Shunde Midea Water Dispenser Mft. Co. Ltd. | LAGO | CLPOU320BSLUVF4 | Point-of-use type | Air-cooled | Free-standing | FALSE | Hot & Cold | 0.5 | 22 | 0.7 | 2020-07-22 | Low Capacity | 3 | 3.1968
Foshan Shunde Midea Water Dispenser Mft. Co. Ltd. | Brio | CLPOU320BUVF3 | Point-of-use type | Air-cooled | Free-standing | FALSE | Hot & Cold | 0.5 | 22 | 0.7 | 2020-07-22 | Low Capacity | 3 | 3.0453
Foshan Shunde Midea Water Dispenser Mft. Co. Ltd. | LAGO | CLPOU320BUVF3 | Point-of-use type | Air-cooled | Free-standing | FALSE | Hot & Cold | 0.5 | 22 | 0.7 | 2020-07-22 | Low Capacity | 3 | 2.9617
Foshan Shunde Midea Water Dispenser Mft. Co. Ltd. | Brio | CLPOU320BUVF4 | Point-of-use type | Air-cooled | Free-standing | FALSE | Hot & Cold | 0.5 | 22 | 0.7 | 2020-07-22 | Low Capacity | 3 | 3.0217
Foshan Shunde Midea Water Dispenser Mft. Co. Ltd. | LAGO | CLPOU320BUVF4 | Point-of-use type | Air-cooled | Free-standing | FALSE | Hot & Cold | 0.5 | 22 | 0.7 | 2020-07-22 | Low Capacity | 3 | 2.7877
Foshan Shunde Midea Water Dispenser Mft. Co. Ltd. | Brio | CLPOU320WUVF3 | Point-of-use type | Air-cooled | Free-standing | FALSE | Hot & Cold | 0.5 | 22 | 0.7 | 2020-07-22 | Low Capacity | 3 | 3.1663
Foshan Shunde Midea Water Dispenser Mft. Co. Ltd. | LAGO | CLPOU320WUVF3 | Point-of-use type | Air-cooled | Free-standing | FALSE | Hot & Cold | 0.5 | 22 | 0.7 | 2020-07-22 | Low Capacity | 3 | 2.877
Foshan Shunde Midea Water Dispenser Mft. Co. Ltd. | Brio | CLPOU320WUVF4 | Point-of-use type | Air-cooled | Free-standing | FALSE | Hot & Cold | 0.5 | 22 | 0.7 | 2020-07-22 | Low Capacity | 3 | 3.1557
Foshan Shunde Midea Water Dispenser Mft. Co. Ltd. | LAGO | CLPOU320WUVF4 | Point-of-use type | Air-cooled | Free-standing | FALSE | Hot & Cold | 0.5 | 22 | 0.7 | 2020-07-22 | Low Capacity | 3 | 3.0517
Foshan Shunde Midea Water Dispenser Mft. Co. Ltd. | Brio | CLPOU320UVF3 | Point-of-use type | Air-cooled | Free-standing | FALSE | Hot & Cold | 0.5 | 22 | 0.7 | 2020-07-22 | Low Capacity | 3 | 2.9409
Foshan Shunde Midea Water Dispenser Mft. Co. Ltd. | LAGO | CLPOU320UVF3 | Point-of-use type | Air-cooled | Free-standing | FALSE | Hot & Cold | 0.5 | 22 | 0.7 | 2020-07-22 | Low Capacity | 3 | 3.207
Foshan Shunde Midea Water Dispenser Mft. Co. Ltd. | Brio | CLPOU320UVF4 | Point-of-use type | Air-cooled | Free-standing | FALSE | Hot & Cold | 0.5 | 22 | 0.7 | 2020-07-22 | Low Capacity | 3 | 2.7536
Foshan Shunde Midea Water Dispenser Mft. Co. Ltd. | LAGO | CLPOU320UVF4 | Point-of-use type | Air-cooled | Free-standing | FALSE | Hot & Cold | 0.5 | 22 | 0.7 | 2020-07-22 | Low Capacity | 3 | 2.97
Foshan Shunde Midea Water Dispenser Mft. Co. Ltd. | Brio | CLPOU520UVF2BLK | Point-of-use type | Air-cooled | Free-standing | FALSE | Hot & Cold | 0.5 | 22 | 0.7 | 2020-07-22 | Low Capacity | 3 | 3.0404
Foshan Shunde Midea Water Dispenser Mft. Co. Ltd. | LAGO | CLPOU520UVF2BLK | Point-of-use type | Air-cooled | Free-standing | FALSE | Hot & Cold | 0.5 | 22 | 0.7 | 2020-07-22 | Low Capacity | 3 | 2.9836
Foshan Shunde Midea Water Dispenser Mft. Co. Ltd. | Brio | CLPOU720UVF3BLK | Point-of-use type | Air-cooled | Free-standing | FALSE | Hot & Cold | 0.5 | 22 | 0.7 | 2020-07-22 | Low Capacity | 3 | 2.8341
Foshan Shunde Midea Water Dispenser Mft. Co. Ltd. | LAGO | CLPOU720UVF3BLK | Point-of-use type | Air-cooled | Free-standing | FALSE | Hot & Cold | 0.5 | 22 | 0.7 | 2020-07-22 | Low Capacity | 3 | 2.7658
Foshan Shunde Midea Water Dispenser Mft. Co. Ltd. | Brio | CLPOU720UVRO4IOT | Point-of-use type | Air-cooled | Free-standing | FALSE | Hot & Cold | 0.5 | 22 | 0.7 | 2020-07-22 | Low Capacity | 3 | 3.1459
Foshan Shunde Midea Water Dispenser Mft. Co. Ltd. | LAGO | CLPOU720UVRO4IOT | Point-of-use type | Air-cooled | Free-standing | FALSE | Hot & Cold | 0.5 | 22 | 0.7 | 2020-07-22 | Low Capacity | 3 | 3.1494
Foshan Shunde Midea Water Dispenser Mft. Co. Ltd. | Brio | CLCTPOU320BUVF3 | Bottle type | Air-cooled | Free-standing | FALSE | Hot & Cold | 0.5 | 22 | 0.8 | 2020-07-22 | Low Capacity | 3 | 3.0183
Foshan Shunde Midea Water Dispenser Mft. Co. Ltd. | LAGO | CLCTPOU320BUVF3 | Bottle type | Air-cooled | Free-standing | FALSE | Hot & Cold | 0.5 | 22 | 0.8 | 2020-07-22 | Low Capacity | 3 | 2.7634
Foshan Shunde Midea Water Dispenser Mft. Co. Ltd. | Brio | CLCTPOU320WUVF3 | Bottle type | Air-cooled | Free-standing | FALSE | Hot & Cold | 0.5 | 22 | 0.8 | 2020-07-22 | Low Capacity | 3 | 3.1707
Foshan Shunde Midea Water Dispenser Mft. Co. Ltd. | LAGO | CLCTPOU320WUVF3 | Bottle type | Air-cooled | Free-standing | FALSE | Hot & Cold | 0.5 | 22 | 0.8 | 2020-07-22 | Low Capacity | 3 | 3.2411
Foshan Shunde Midea Water Dispenser Mft. Co. Ltd. | Brio | CLCTPOU320UVF3 | Bottle type | Air-cooled | Free-standing | FALSE | Hot & Cold | 0.5 | 22 | 0.8 | 2020-07-22 | Low Capacity | 3 | 2.9631
Foshan Shunde Midea Water Dispenser Mft. Co. Ltd. | LAGO | CLCTPOU320UVF3 | Bottle type | Air-cooled | Free-standing | FALSE | Hot & Cold | 0.5 | 22 | 0.8 | 2020-07-22 | Low Capacity | 3 | 3.0784
Foshan Shunde Midea Water Dispenser Mft. Co. Ltd. | Primo | 601344 | Bottle type | Air-cooled | Free-standing | FALSE | Hot & Cold | 0.5 | 22 | 0.8 | 2020-07-22 | Low Capacity | 3 | 2.8911
Foshan Shunde Midea Water Dispenser Mft. Co. Ltd. | Primo | 601344-C | Bottle type | Air-cooled | Free-standing | FALSE | Hot & Cold | 0.5 | 22 | 0.8 | 2020-07-22 | Low Capacity | 3 | 3.1156
Foshan Shunde Midea Water Dispenser Mft. Co. Ltd. | Primo | 601268 | Bottle type | Air-cooled | Free-standing | FALSE | Hot & Cold | 0.5 | 22 | 0.8 | 2020-07-22 | Low Capacity | 3 | 3.2304
Foshan Shunde Midea Water Dispenser Mft. Co. Ltd. | Primo | 601324-C | Bottle type | Air-cooled | Free-standing | FALSE | Hot & Cold | 0.5 | 22 | 0.8 | 2020-07-22 | Low Capacity | 3 | 2.7543
Foshan Shunde Midea Water Dispenser Mft. Co. Ltd. | Primo | 601242-C | Bottle type | Air-cooled | Free-standing | FALSE | Hot & Cold | 0.5 | 22 | 0.8 | 2020-07-22 | Low Capacity | 3 | 2.9124
Foshan Shunde Midea Water Dispenser Mft. Co. Ltd. | Primo | 601269 | Bottle type | Air-cooled | Free-standing | FALSE | Hot & Cold | 0.5 | 22 | 0.8 | 2020-07-22 | Low Capacity | 3 | 3.0596
Foshan Shunde Midea Water Dispenser Mft. Co. Ltd. | Primo | 601269-C | Bottle type | Air-cooled | Free-standing | FALSE | Hot & Cold | 0.5 | 22 | 0.8 | 2020-07-22 | Low Capacity | 3 | 3.113
Foshan Shunde Midea Water Dispenser Mft. Co. Ltd. | Brio | CL520CV | Bottle type | Air-cooled | Free-standing | FALSE | Hot & Cold | 0.5 | 22 | 0.7 | 2020-08-27 | Low Capacity | 3 | 2.7608
Foshan Shunde Midea Water Dispenser Mft. Co. Ltd. | LAGO | CL520CV | Bottle type | Air-cooled | Free-standing | FALSE | Hot & Cold | 0.5 | 22 | 0.7 | 2020-08-27 | Low Capacity | 3 | 3.2151
Foshan Shunde Midea Water Dispenser Mft. Co. Ltd. | Brio | CL500CV | Bottle type | Air-cooled | Free-standing | FALSE | Hot & Cold | 0.5 | 22 | 0.7 | 2020-08-27 | Low Capacity | 3 | 2.9082
Foshan Shunde Midea Water Dispenser Mft. Co. Ltd. | LAGO | CL500CV | Bottle type | Air-cooled | Free-standing | FALSE | Hot & Cold | 0.5 | 22 | 0.7 | 2020-08-27 | Low Capacity | 3 | 2.8034
NINGBO AQUART ELECTRICAL APPLIANCE CO., LTD. | Glacier Bay | BY570 | Bottle type | Air-cooled | Free-standing | FALSE | Hot & Cold | 0.5 | 25 | 0.7 | 2020-09-07 | Low Capacity | 3 | 3.2141
NINGBO AQUART ELECTRICAL APPLIANCE CO., LTD. | Glacier Bay | LY619 | Bottle type | Air-cooled | Free-standing | FALSE | Hot & Cold | 0.5 | 25 | 0.7 | 2020-09-07 | Low Capacity | 3 | 2.8601
NINGBO AQUART ELECTRICAL APPLIANCE CO., LTD. | Glacier Bay | BY569 | Bottle type | Air-cooled | Free-standing | FALSE | Hot & Cold | 0.5 | 25 | 0.8 | 2020-09-07 | Low Capacity | 3 | 2.8987
Foshan Shunde Midea Water Dispenser Mft. Co. Ltd. | LAGO | CLTL320SL | Bottle type | Air-cooled | Free-standing | FALSE | Hot & Cold | 0.5 | 22 | 0.8 | 2020-09-22 | Low Capacity | 3 | 2.8399
Foshan Shunde Midea Water Dispenser Mft. Co. Ltd. | LAGO | CLTL320WSL | Bottle type | Air-cooled | Free-standing | FALSE | Hot & Cold | 0.5 | 22 | 0.8 | 2020-09-22 | Low Capacity | 3 | 2.8298
Foshan Shunde Midea Water Dispenser Mft. Co. Ltd. | LAGO | CLTL320BSL | Bottle type | Air-cooled | Free-standing | FALSE | Hot & Cold | 0.5 | 22 | 0.8 | 2020-09-22 | Low Capacity | 3 | 2.764
Foshan Shunde Midea Water Dispenser Mft. Co. Ltd. | Brio | CLTL320SL | Bottle type | Air-cooled | Free-standing | FALSE | Hot & Cold | 0.5 | 22 | 0.8 | 2020-09-22 | Low Capacity | 3 | 3.0354
Foshan Shunde Midea Water Dispenser Mft. Co. Ltd. | Brio | CLTL320WSL | Bottle type | Air-cooled | Free-standing | FALSE | Hot & Cold | 0.5 | 22 | 0.8 | 2020-09-22 | Low Capacity | 3 | 3.1256
Foshan Shunde Midea Water Dispenser Mft. Co. Ltd. | Brio | CLTL320BSL | Bottle type | Air-cooled | Free-standing | FALSE | Hot & Cold | 0.5 | 22 | 0.8 | 2020-09-22 | Low Capacity | 3 | 2.8507
Oasis International | Oasis | BAEMUV1SHSK | Bottle type | Air-cooled | Free-standing | FALSE | Hot & Cold | 0.5 | 42 | 0.8 | 2020-09-24 | Low Capacity | 3 | 2.9475
Oasis International | Oasis | BAEB1SHSK | Bottle type | Air-cooled | Free-standing | FALSE | Hot & Cold | 0.5 | 42 | 0.8 | 2020-09-24 | Low Capacity | 3 | 2.7763
Oasis International | Oasis | BAEMUV1SHSK-DU100 | Bottle type | Air-cooled | Free-standing | FALSE | Hot & Cold | 0.5 | 42 | 0.8 | 2020-09-24 | Low Capacity | 3 | 2.945
Foshan Shunde Midea Water Dispenser Mft. Co. Ltd. | Primo | 601167-C | Bottle type | Air-cooled | Free-standing | FALSE | Hot & Cold | 0.5 | 22 | 0.8 | 2020-09-27 | Low Capacity | 3 | 2.8443
Foshan Shunde Midea Water Dispenser Mft. Co. Ltd. | Primo | 601178-C | Bottle type | Air-cooled | Free-standing | FALSE | Hot & Cold | 0.5 | 22 | 0.8 | 2020-09-27 | Low Capacity | 3 | 3.0145
Foshan Shunde Midea Water Dispenser Mft. Co. Ltd. | Primo | 601264-C | Bottle type | Air-cooled | Free-standing | FALSE | Hot & Cold | 0.5 | 22 | 0.8 | 2020-09-27 | Low Capacity | 3 | 2.9061
Foshan Shunde Midea Water Dispenser Mft. Co. Ltd. | Primo | 601280-C | Bottle type | Air-cooled | Free-standing | FALSE | Hot & Cold | 0.5 | 22 | 0.8 | 2020-09-27 | Low Capacity | 3 | 2.7688
Foshan Shunde Midea Water Dispenser Mft. Co. Ltd. | Primo | 601280 | Bottle type | Air-cooled | Free-standing | FALSE | Hot & Cold | 0.5 | 22 | 0.8 | 2020-09-27 | Low Capacity | 3 | 2.838
Foshan Shunde Midea Water Dispenser Mft. Co. Ltd. | Primo | 601326 | Bottle type | Air-cooled | Free-standing | FALSE | Hot & Cold | 0.5 | 22 | 0.8 | 2020-09-27 | Low Capacity | 3 | 2.9449
Foshan Shunde Midea Water Dispenser Mft. Co. Ltd. | Primo | 601326-C | Bottle type | Air-cooled | Free-standing | FALSE | Hot & Cold | 0.5 | 22 | 0.8 | 2020-09-27 | Low Capacity | 3 | 2.8197
Foshan Shunde Midea Water Dispenser Mft. Co. Ltd. | Primo | 601088-C | Bottle type | Air-cooled | Free-standing | FALSE | Hot & Cold | 0.5 | 22 | 0.8 | 2020-09-27 | Low Capacity | 3 | 3.0528
Foshan Shunde Midea Water Dispenser Mft. Co. Ltd. | LAGO | CLTL120V3 | Bottle type | Air-cooled | Free-standing | FALSE | Hot & Cold | 0.5 | 22 | 0.7 | 2020-09-27 | Low Capacity | 3 | 3.1417
Foshan Shunde Midea Water Dispenser Mft. Co. Ltd. | LAGO | CLTL100V3 | Bottle type | Air-cooled | Free-standing | FALSE | Hot & Cold | 0.5 | 22 | 0.7 | 2020-09-27 | Low Capacity | 3 | 2.9499
Foshan Shunde Midea Water Dispenser Mft. Co. Ltd. | Brio | CLPOU720UVF3X | Point-of-use type | Air-cooled | Free-standing | FALSE | Hot & Cold | 0.5 | 22 | 0.7 | 2020-09-27 | Low Capacity | 3 | 2.9442
Foshan Shunde Midea Water Dispenser Mft. Co. Ltd. | Brio | CLPOU720UVRO4BK | Point-of-use type | Air-cooled | Free-standing | FALSE | Hot & Cold | 0.5 | 22 | 0.7 | 2020-09-27 | Low Capacity | 3 | 3.0441
Foshan Shunde Midea Water Dispenser Mft. Co. Ltd. | Brio | CLPOU720UVRO4TN | Point-of-use type | Air-cooled | Free-standing | FALSE | Hot & Cold | 0.5 | 22 | 0.7 | 2020-09-27 | Low Capacity | 3 | 3.164
Foshan Shunde Midea Water Dispenser Mft. Co. Ltd. | Brio | CLPOU720UVF3IOT | Point-of-use type | Air-cooled | Free-standing | FALSE | Hot & Cold | 0.5 | 22 | 0.7 | 2020-09-27 | Low Capacity | 3 | 2.9707
Foshan Shunde Midea Water Dispenser Mft. Co. Ltd. | Brio | CLPOU720UVF3BLKIOT | Point-of-use type | Air-cooled | Free-standing | FALSE | Hot & Cold | 0.5 | 22 | 0.7 | 2020-09-27 | Low Capacity | 3 | 2.881
Foshan Shunde Midea Water Dispenser Mft. Co. Ltd. | Brio | CLPOU720UVF3TUSIOT | Point-of-use type | Air-cooled | Free-standing | FALSE | Hot & Cold | 0.5 | 22 | 0.7 | 2020-09-27 | Low Capacity | 3 | 3.1023
Foshan Shunde Midea Water Dispenser Mft. Co. Ltd. | Brio | CLPOU720UVF3TUS | Point-of-use type | Air-cooled | Free-standing | FALSE | Hot & Cold | 0.5 | 22 | 0.7 | 2020-09-27 | Low Capacity | 3 | 2.9611
Foshan Shunde Midea Water Dispenser Mft. Co. Ltd. | Brio | CLPOU720UVRO4BKIOT | Point-of-use type | Air-cooled | Free-standing | FALSE | Hot & Cold | 0.5 | 22 | 0.7 | 2020-09-27 | Low Capacity | 3 | 3.1101
Foshan Shunde Midea Water Dispenser Mft. Co. Ltd. | Brio | CLPOU520UVF4BLK | Point-of-use type | Air-cooled | Free-standing | FALSE | Hot & Cold | 0.5 | 22 | 0.7 | 2020-09-27 | Low Capacity | 3 | 2.7507
Foshan Shunde Midea Water Dispenser Mft. Co. Ltd. | LAGO | CLPOU720UVF3X | Point-of-use type | Air-cooled | Free-standing | FALSE | Hot & Cold | 0.5 | 22 | 0.7 | 2020-09-27 | Low Capacity | 3 | 3.1011
Foshan Shunde Midea Water Dispenser Mft. Co. Ltd. | LAGO | CLPOU720UVRO4BK | Point-of-use type | Air-cooled | Free-standing | FALSE | Hot & Cold | 0.5 | 22 | 0.7 | 2020-09-27 | Low Capacity | 3 | 2.803
Foshan Shunde Midea Water Dispenser Mft. Co. Ltd. | LAGO | CLPOU720UVRO4TN | Point-of-use type | Air-cooled | Free-standing | FALSE | Hot & Cold | 0.5 | 22 | 0.7 | 2020-09-27 | Low Capacity | 3 | 3.2162
Foshan Shunde Midea Water Dispenser Mft. Co. Ltd. | LAGO | CLPOU720UVF3IOT | Point-of-use type | Air-cooled | Free-standing | FALSE | Hot & Cold | 0.5 | 22 | 0.7 | 2020-09-27 | Low Capacity | 3 | 3.2364
Foshan Shunde Midea Water Dispenser Mft. Co. Ltd. | LAGO | CLPOU720UVF3BLKIOT | Point-of-use type | Air-cooled | Free-standing | FALSE | Hot & Cold | 0.5 | 22 | 0.7 | 2020-09-27 | Low Capacity | 3 | 2.7859
Foshan Shunde Midea Water Dispenser Mft. Co. Ltd. | LAGO | CLPOU720UVF3TUSIOT | Point-of-use type | Air-cooled | Free-standing | FALSE | Hot & Cold | 0.5 | 22 | 0.7 | 2020-09-27 | Low Capacity | 3 | 3.0033
Foshan Shunde Midea Water Dispenser Mft. Co. Ltd. | LAGO | CLPOU720UVF3TUS | Point-of-use type | Air-cooled | Free-standing | FALSE | Hot & Cold | 0.5 | 22 | 0.7 | 2020-09-27 | Low Capacity | 3 | 2.8962
Foshan Shunde Midea Water Dispenser Mft. Co. Ltd. | LAGO | CLPOU720UVRO4BKIOT | Point-of-use type | Air-cooled | Free-standing | FALSE | Hot & Cold | 0.5 | 22 | 0.7 | 2020-09-27 | Low Capacity | 3 | 3.1515
Foshan Shunde Midea Water Dispenser Mft. Co. Ltd. | LAGO | CLPOU520UVF4BLK | Point-of-use type | Air-cooled | Free-standing | FALSE | Hot & Cold | 0.5 | 22 | 0.7 | 2020-09-27 | Low Capacity | 3 | 3.1561
Foshan Shunde Midea Water Dispenser Mft. Co. Ltd. | Brio | CLBL320BSC | Bottle type | Air-cooled | Free-standing | FALSE | Hot & Cold | 0.5 | 22 | 0.7 | 2020-09-28 | Low Capacity | 3 | 2.7955
Foshan Shunde Midea Water Dispenser Mft. Co. Ltd. | LAGO | CLBL320BSC | Bottle type | Air-cooled | Free-standing | FALSE | Hot & Cold | 0.5 | 22 | 0.7 | 2020-09-28 | Low Capacity | 3 | 3.1811
Foshan Shunde Midea Water Dispenser Mft. Co. Ltd. | Brio | CLBL320WSC | Bottle type | Air-cooled | Free-standing | FALSE | Hot & Cold | 0.5 | 22 | 0.7 | 2020-09-28 | Low Capacity | 3 | 3.1663
Foshan Shunde Midea Water Dispenser Mft. Co. Ltd. | LAGO | CLBL320WSC | Bottle type | Air-cooled | Free-standing | FALSE | Hot & Cold | 0.5 | 22 | 0.7 | 2020-09-28 | Low Capacity | 3 | 3.1663
Foshan Shunde Midea Water Dispenser Mft. Co. Ltd. | Brio | CLBL320SC | Bottle type | Air-cooled | Free-standing | FALSE | Hot & Cold | 0.5 | 22 | 0.7 | 2020-09-28 | Low Capacity | 3 | 2.883
Foshan Shunde Midea Water Dispenser Mft. Co. Ltd. | LAGO | CLBL320SC | Bottle type | Air-cooled | Free-standing | FALSE | Hot & Cold | 0.5 | 22 | 0.7 | 2020-09-28 | Low Capacity | 3 | 2.9861
Foshan Shunde Midea Water Dispenser Mft. Co. Ltd. | Brio | CLBL520SCBLK | Bottle type | Air-cooled | Free-standing | FALSE | Hot & Cold | 0.5 | 22 | 0.7 | 2020-09-28 | Low Capacity | 3 | 2.7895
Foshan Shunde Midea Water Dispenser Mft. Co. Ltd. | LAGO | CLBL520SCBLK | Bottle type | Air-cooled | Free-standing | FALSE | Hot & Cold | 0.5 | 22 | 0.7 | 2020-09-28 | Low Capacity | 3 | 2.9294
Foshan Shunde Midea Water Dispenser Mft. Co. Ltd. | Brio | CLBL720SCBLK | Bottle type | Air-cooled | Free-standing | FALSE | Hot & Cold | 0.5 | 22 | 0.7 | 2020-09-28 | Low Capacity | 3 | 3.1576
Foshan Shunde Midea Water Dispenser Mft. Co. Ltd. | LAGO | CLBL720SCBLK | Bottle type | Air-cooled | Free-standing | FALSE | Hot & Cold | 0.5 | 22 | 0.7 | 2020-09-28 | Low Capacity | 3 | 2.8189
Foshan Shunde Midea Water Dispenser Mft. Co. Ltd. | Brio | CLTL520BLK | Bottle type | Air-cooled | Free-standing | FALSE | Hot & Cold | 0.5 | 22 | 0.5 | 2020-09-28 | Low Capacity | 3 | 3.073
Foshan Shunde Midea Water Dispenser Mft. Co. Ltd. | LAGO | CLTL520BLK | Bottle type | Air-cooled | Free-standing | FALSE | Hot & Cold | 0.5 | 22 | 0.5 | 2020-09-28 | Low Capacity | 3 | 2.7801
Foshan Shunde Midea Water Dispenser Mft. Co. Ltd. | Brio | CLBL720SCX | Bottle type | Air-cooled | Free-standing | FALSE | Hot & Cold | 0.5 | 22 | 0.7 | 2020-09-28 | Low Capacity | 3 | 2.8521
Foshan Shunde Midea Water Dispenser Mft. Co. Ltd. | LAGO | CLBL720SCX | Bottle type | Air-cooled | Free-standing | FALSE | Hot & Cold | 0.5 | 22 | 0.7 | 2020-09-28 | Low Capacity | 3 | 2.953
Foshan Shunde Midea Water Dispenser Mft. Co. Ltd. | Arctic King | YL1643S | Bottle type | Air-cooled | Free-standing | FALSE | Hot & Cold | 0.5 | 22 | 0.8 | 2020-10-13 | Low Capacity | 3 | 3.2151
Foshan Shunde Midea Water Dispenser Mft. Co. Ltd. | Brio | CLCTPOU720UVF3 | Bottle type | Air-cooled | Free-standing | FALSE | Hot & Cold | 0.5 | 22 | 0.8 | 2020-10-13 | Low Capacity | 3 | 2.891
Foshan Shunde Midea Water Dispenser Mft. Co. Ltd. | LAGO | CLCTPOU720UVF3 | Bottle type | Air-cooled | Free-standing | FALSE | Hot & Cold | 0.5 | 22 | 0.8 | 2020-10-13 | Low Capacity | 3 | 3.1048
Foshan Shunde Midea Water Dispenser Mft. Co. Ltd. | Brio | CLCTPOU720UVF3B | Bottle type | Air-cooled | Free-standing | FALSE | Hot & Cold | 0.5 | 22 | 0.8 | 2020-10-13 | Low Capacity | 3 | 2.9907
Foshan Shunde Midea Water Dispenser Mft. Co. Ltd. | LAGO | CLCTPOU720UVF3B | Bottle type | Air-cooled | Free-standing | FALSE | Hot & Cold | 0.5 | 22 | 0.8 | 2020-10-13 | Low Capacity | 3 | 2.7592
Foshan Shunde Midea Water Dispenser Mft. Co. Ltd. | Brio | CLCTPOU720UVF3T | Bottle type | Air-cooled | Free-standing | FALSE | Hot & Cold | 0.5 | 22 | 0.8 | 2020-10-13 | Low Capacity | 3 | 3.0205
Foshan Shunde Midea Water Dispenser Mft. Co. Ltd. | LAGO | CLCTPOU720UVF3T | Bottle type | Air-cooled | Free-standing | FALSE | Hot & Cold | 0.5 | 22 | 0.8 | 2020-10-13 | Low Capacity | 3 | 2.8434
Foshan Shunde Midea Water Dispenser Mft. Co. Ltd. | Brio | CLCTPOU720UVF3IOT | Bottle type | Air-cooled | Free-standing | FALSE | Hot & Cold | 0.5 | 22 | 0.8 | 2020-10-13 | Low Capacity | 3 | 2.8477
Foshan Shunde Midea Water Dispenser Mft. Co. Ltd. | LAGO | CLCTPOU720UVF3IOT | Bottle type | Air-cooled | Free-standing | FALSE | Hot & Cold | 0.5 | 22 | 0.8 | 2020-10-13 | Low Capacity | 3 | 2.9974
Foshan Shunde Midea Water Dispenser Mft. Co. Ltd. | Brio | CLCTPOU720UVF3BIOT | Bottle type | Air-cooled | Free-standing | FALSE | Hot & Cold | 0.5 | 22 | 0.8 | 2020-10-13 | Low Capacity | 3 | 2.7887
Foshan Shunde Midea Water Dispenser Mft. Co. Ltd. | LAGO | CLCTPOU720UVF3BIOT | Bottle type | Air-cooled | Free-standing | FALSE | Hot & Cold | 0.5 | 22 | 0.8 | 2020-10-13 | Low Capacity | 3 | 2.7553
Foshan Shunde Midea Water Dispenser Mft. Co. Ltd. | Brio | CLCTPOU720UVF3TIOT | Bottle type | Air-cooled | Free-standing | FALSE | Hot & Cold | 0.5 | 22 | 0.8 | 2020-10-13 | Low Capacity | 3 | 3.1835
Foshan Shunde Midea Water Dispenser Mft. Co. Ltd. | LAGO | CLCTPOU720UVF3TIOT | Bottle type | Air-cooled | Free-standing | FALSE | Hot & Cold | 0.5 | 22 | 0.8 | 2020-10-13 | Low Capacity | 3 | 3.2333
Foshan Shunde Midea Water Dispenser Mft. Co. Ltd. | Brio | CLCTPOU520UVF2B | Bottle type | Air-cooled | Free-standing | FALSE | Hot & Cold | 0.5 | 22 | 0.8 | 2020-10-13 | Low Capacity | 3 | 3.1376
Foshan Shunde Midea Water Dispenser Mft. Co. Ltd. | LAGO | CLCTPOU520UVF2B | Bottle type | Air-cooled | Free-standing | FALSE | Hot & Cold | 0.5 | 22 | 0.8 | 2020-10-13 | Low Capacity | 3 | 2.9798
Foshan Shunde Midea Water Dispenser Mft. Co. Ltd. | Primo | 601132-C | Bottle type | Air-cooled | Free-standing | FALSE | Hot & Cold | 0.5 | 22 | 0.8 | 2020-10-13 | Low Capacity | 3 | 2.872
Foshan Shunde Midea Water Dispenser Mft. Co. Ltd. | Brio | CLBL720SCZ | Bottle type | Air-cooled | Free-standing | FALSE | Hot & Cold | 0.5 | 22 | 0.7 | 2020-11-26 | Low Capacity | 3 | 2.7553
Foshan Shunde Midea Water Dispenser Mft. Co. Ltd. | Brio | CLBL720SCXBLK | Bottle type | Air-cooled | Free-standing | FALSE | Hot & Cold | 0.5 | 22 | 0.7 | 2020-11-26 | Low Capacity | 3 | 3.2382
Foshan Shunde Midea Water Dispenser Mft. Co. Ltd. | Brio | CLBL720SCZBLK | Bottle type | Air-cooled | Free-standing | FALSE | Hot & Cold | 0.5 | 22 | 0.7 | 2020-11-26 | Low Capacity | 3 | 3.1984
Foshan Shunde Midea Water Dispenser Mft. Co. Ltd. | Brio | CLCTPOU720UVF3X | Bottle type | Air-cooled | Free-standing | FALSE | Hot & Cold | 0.5 | 22 | 0.8 | 2020-11-26 | Low Capacity | 3 | 3.1588
Foshan Shunde Midea Water Dispenser Mft. Co. Ltd. | Brio | CLCTPOU720UVF3Z | Bottle type | Air-cooled | Free-standing | FALSE | Hot & Cold | 0.5 | 22 | 0.8 | 2020-11-26 | Low Capacity | 3 | 3.0636
Foshan Shunde Midea Water Dispenser Mft. Co. Ltd. | Brio | CLCTPOU720UV3XB | Bottle type | Air-cooled | Free-standing | FALSE | Hot & Cold | 0.5 | 22 | 0.8 | 2020-11-26 | Low Capacity | 3 | 2.7879
Foshan Shunde Midea Water Dispenser Mft. Co. Ltd. | Brio | CLCTPOU720UV3ZB | Bottle type | Air-cooled | Free-standing | FALSE | Hot & Cold | 0.5 | 22 | 0.8 | 2020-11-26 | Low Capacity | 3 | 2.9282
Foshan Shunde Midea Water Dispenser Mft. Co. Ltd. | Brio | CLPOU720UVF3Z | Point-of-use type | Air-cooled | Free-standing | FALSE | Hot & Cold | 0.5 | 22 | 0.7 | 2020-11-26 | Low Capacity | 3 | 2.9776
Foshan Shunde Midea Water Dispenser Mft. Co. Ltd. | Brio | CLPOU720UVF3XB | Point-of-use type | Air-cooled | Free-standing | FALSE | Hot & Cold | 0.5 | 22 | 0.7 | 2020-11-26 | Low Capacity | 3 | 2.8433
Foshan Shunde Midea Water Dispenser Mft. Co. Ltd. | Brio | CLPOU720UVF3ZB | Point-of-use type | Air-cooled | Free-standing | FALSE | Hot & Cold | 0.5 | 22 | 0.7 | 2020-11-26 | Low Capacity | 3 | 2.7622
Foshan Shunde Midea Water Dispenser Mft. Co. Ltd. | Brio | CLNLPOU520UVF2 | Point-of-use type | Air-cooled | Free-standing | FALSE | Hot & Cold | 0.5 | 22 | 0.7 | 2020-11-26 | Low Capacity | 3 | 2.7586
Foshan Shunde Midea Water Dispenser Mft. Co. Ltd. | Brio | CLNLPOU520UVF2B | Point-of-use type | Air-cooled | Free-standing | FALSE | Hot & Cold | 0.5 | 22 | 0.7 | 2020-11-26 | Low Capacity | 3 | 2.7779
Foshan Shunde Midea Water Dispenser Mft. Co. Ltd. | Brio | CLNLPOU420UVF2 | Point-of-use type | Air-cooled | Free-standing | FALSE | Hot & Cold | 0.5 | 22 | 0.7 | 2020-11-26 | Low Capacity | 3 | 2.7932
Foshan Shunde Midea Water Dispenser Mft. Co. Ltd. | Brio | CLNLPOU720UVF2 | Point-of-use type | Air-cooled | Free-standing | FALSE | Hot & Cold | 0.5 | 22 | 0.7 | 2020-11-26 | Low Capacity | 3 | 3.0064
Foshan Shunde Midea Water Dispenser Mft. Co. Ltd. | Brio | CLNLPOU720UVF2B | Point-of-use type | Air-cooled | Free-standing | FALSE | Hot & Cold | 0.5 | 22 | 0.7 | 2020-11-26 | Low Capacity | 3 | 3.0599
Foshan Shunde Midea Water Dispenser Mft. Co. Ltd. | Brio | CLNLPOU320UVF2 | Point-of-use type | Air-cooled | Free-standing | FALSE | Hot & Cold | 0.5 | 22 | 0.7 | 2020-11-26 | Low Capacity | 3 | 3.0286
Foshan Shunde Midea Water Dispenser Mft. Co. Ltd. | Brio | CLPOU520UVRO4 | Point-of-use type | Air-cooled | Free-standing | FALSE | Hot & Cold | 0.5 | 22 | 0.7 | 2020-11-26 | Low Capacity | 3 | 3.058
Foshan Shunde Midea Water Dispenser Mft. Co. Ltd. | Brio | CLPOU520UVROBLK | Point-of-use type | Air-cooled | Free-standing | FALSE | Hot & Cold | 0.5 | 22 | 0.7 | 2020-11-26 | Low Capacity | 3 | 2.7894
Foshan Shunde Midea Water Dispenser Mft. Co. Ltd. | Brio | CLPOU720UVRO4X | Point-of-use type | Air-cooled | Free-standing | FALSE | Hot & Cold | 0.5 | 22 | 0.7 | 2020-11-26 | Low Capacity | 3 | 2.8653
Foshan Shunde Midea Water Dispenser Mft. Co. Ltd. | LAGO | CLBL720SCZ | Bottle type | Air-cooled | Free-standing | FALSE | Hot & Cold | 0.5 | 22 | 0.7 | 2020-11-26 | Low Capacity | 3 | 3.1629
Foshan Shunde Midea Water Dispenser Mft. Co. Ltd. | LAGO | CLBL720SCXBLK | Bottle type | Air-cooled | Free-standing | FALSE | Hot & Cold | 0.5 | 22 | 0.7 | 2020-11-26 | Low Capacity | 3 | 2.963
Foshan Shunde Midea Water Dispenser Mft. Co. Ltd. | LAGO | CLBL720SCZBLK | Bottle type | Air-cooled | Free-standing | FALSE | Hot & Cold | 0.5 | 22 | 0.7 | 2020-11-26 | Low Capacity | 3 | 2.9022
Foshan Shunde Midea Water Dispenser Mft. Co. Ltd. | LAGO | CLCTPOU720UVF3X | Bottle type | Air-cooled | Free-standing | FALSE | Hot & Cold | 0.5 | 22 | 0.8 | 2020-11-26 | Low Capacity | 3 | 3.213
Foshan Shunde Midea Water Dispenser Mft. Co. Ltd. | LAGO | CLCTPOU720UVF3Z | Bottle type | Air-cooled | Free-standing | FALSE | Hot & Cold | 0.5 | 22 | 0.8 | 2020-11-26 | Low Capacity | 3 | 3.1624
Foshan Shunde Midea Water Dispenser Mft. Co. Ltd. | LAGO | CLCTPOU720UV3XB | Bottle type | Air-cooled | Free-standing | FALSE | Hot & Cold | 0.5 | 22 | 0.8 | 2020-11-26 | Low Capacity | 3 | 3.2403
Foshan Shunde Midea Water Dispenser Mft. Co. Ltd. | LAGO | CLCTPOU720UV3ZB | Bottle type | Air-cooled | Free-standing | FALSE | Hot & Cold | 0.5 | 22 | 0.8 | 2020-11-26 | Low Capacity | 3 | 2.9911
Foshan Shunde Midea Water Dispenser Mft. Co. Ltd. | LAGO | CLPOU720UVF3Z | Point-of-use type | Air-cooled | Free-standing | FALSE | Hot & Cold | 0.5 | 22 | 0.7 | 2020-11-26 | Low Capacity | 3 | 3.127
Foshan Shunde Midea Water Dispenser Mft. Co. Ltd. | LAGO | CLPOU720UVF3XB | Point-of-use type | Air-cooled | Free-standing | FALSE | Hot & Cold | 0.5 | 22 | 0.7 | 2020-11-26 | Low Capacity | 3 | 2.8938
Foshan Shunde Midea Water Dispenser Mft. Co. Ltd. | LAGO | CLPOU720UVF3ZB | Point-of-use type | Air-cooled | Free-standing | FALSE | Hot & Cold | 0.5 | 22 | 0.7 | 2020-11-26 | Low Capacity | 3 | 2.8187
Foshan Shunde Midea Water Dispenser Mft. Co. Ltd. | LAGO | CLNLPOU520UVF2 | Point-of-use type | Air-cooled | Free-standing | FALSE | Hot & Cold | 0.5 | 22 | 0.7 | 2020-11-26 | Low Capacity | 3 | 3.1721
Foshan Shunde Midea Water Dispenser Mft. Co. Ltd. | LAGO | CLNLPOU520UVF2B | Point-of-use type | Air-cooled | Free-standing | FALSE | Hot & Cold | 0.5 | 22 | 0.7 | 2020-11-26 | Low Capacity | 3 | 3.2387
Foshan Shunde Midea Water Dispenser Mft. Co. Ltd. | LAGO | CLNLPOU420UVF2 | Point-of-use type | Air-cooled | Free-standing | FALSE | Hot & Cold | 0.5 | 22 | 0.7 | 2020-11-26 | Low Capacity | 3 | 3.0943
Foshan Shunde Midea Water Dispenser Mft. Co. Ltd. | LAGO | CLNLPOU720UVF2 | Point-of-use type | Air-cooled | Free-standing | FALSE | Hot & Cold | 0.5 | 22 | 0.7 | 2020-11-26 | Low Capacity | 3 | 3.244
Foshan Shunde Midea Water Dispenser Mft. Co. Ltd. | LAGO | CLNLPOU720UVF2B | Point-of-use type | Air-cooled | Free-standing | FALSE | Hot & Cold | 0.5 | 22 | 0.7 | 2020-11-26 | Low Capacity | 3 | 3.1313
Foshan Shunde Midea Water Dispenser Mft. Co. Ltd. | LAGO | CLNLPOU320UVF2 | Point-of-use type | Air-cooled | Free-standing | FALSE | Hot & Cold | 0.5 | 22 | 0.7 | 2020-11-26 | Low Capacity | 3 | 2.9827
Foshan Shunde Midea Water Dispenser Mft. Co. Ltd. | LAGO | CLPOU520UVRO4 | Point-of-use type | Air-cooled | Free-standing | FALSE | Hot & Cold | 0.5 | 22 | 0.7 | 2020-11-26 | Low Capacity | 3 | 2.823
Foshan Shunde Midea Water Dispenser Mft. Co. Ltd. | LAGO | CLPOU520UVROBLK | Point-of-use type | Air-cooled | Free-standing | FALSE | Hot & Cold | 0.5 | 22 | 0.7 | 2020-11-26 | Low Capacity | 3 | 2.9794
Foshan Shunde Midea Water Dispenser Mft. Co. Ltd. | LAGO | CLPOU720UVRO4X | Point-of-use type | Air-cooled | Free-standing | FALSE | Hot & Cold | 0.5 | 22 | 0.7 | 2020-11-26 | Low Capacity | 3 | 3.1676
GHP Group | Great Value | VWD1168BLS | Bottle type | Air-cooled | Free-standing | FALSE | Hot & Cold | 1.5 | 24 | 0.7 | 2021-01-13 | Low Capacity | 3 | 2.8562
Foshan Shunde Midea Water Dispenser Mft. Co. Ltd. | Avalon | A3F | Bottle type | Air-cooled | Free-standing | FALSE | Hot & Cold | 0.5 | 22 | 0.7 | 2021-01-24 | Low Capacity | 3 | 3.026
Foshan Shunde Midea Water Dispenser Mft. Co. Ltd. | Avalon | A4F | Bottle type | Air-cooled | Free-standing | FALSE | Hot & Cold | 0.5 | 22 | 0.7 | 2021-01-24 | Low Capacity | 3 | 2.7679
GHP Group | Great Value | VWD1119W | Bottle type | Air-cooled | Free-standing | FALSE | Hot & Cold | 1 | 30 | 0.7 | 2021-01-28 | Low Capacity | 3 | 3.0592
Water Solutions (HongKong), Ltd. | MTN Vision | IW215LXES | Point-of-use type | Air-cooled | Free-standing | FALSE | Hot & Cold | 0.5 | 45 | 1.1 | 2010-04-27 | Low Capacity | 3 | 3.0634
Water Solutions (HongKong), Ltd. | MTN Products, Inc. | RS210ESS | Bottle type | Air-cooled | Free-standing | FALSE | Hot & Cold | 0.5 | 45 | 1.1 | 2010-03-05 | Low Capacity | 3 | 2.8312
Electrotemp Technologies China Inc | Beaumark | 8LIECH-SSF-COSUS | Bottle type | Air-cooled | Free-standing | FALSE | Hot & Cold | 1 | 23 | 0.9 | 2011-05-09 | Low Capacity | 3 | 3.1476
Water Solutions (HongKong), Ltd. | MTN Reflection | VW210ESS | Bottle type | Air-cooled | Free-standing | FALSE | Hot & Cold | 0.5 | 45 | 1.1 | 2010-04-27 | Low Capacity | 3 | 3.2254
AVANTI PRODUCTS LLC | Avanti | WD360 | Bottle type | Air-cooled | Free-standing | FALSE | Cook (ambient) & Cold | 1 |  | 0.2 | 2011-08-15 | Low Capacity | 2 | 1.9813
Electrotemp Technologies China Inc | Viva | 8LIECHK-SSF | Bottle type | Air-cooled | Free-standing | FALSE | Hot & Cold | 1 | 23 | 0.9 | 2011-05-09 | Low Capacity | 3 | 2.9193
Water Solutions (HongKong), Ltd. | MTN Vision | VB210LXES | Bottle type | Air-cooled | Free-standing | FALSE | Hot & Cold | 0.5 | 45 | 1.1 | 2010-04-27 | Low Capacity | 3 | 3.016
Foshan Shunde Midea Water Dispenser Mft. Co. Ltd. | Primo | 601158 | Bottle type | Air-cooled | Free-standing | FALSE | Hot & Cold | 0.5 | 22 | 0.7 | 2015-01-29 | Low Capacity | 3 | 3.0136
Water Solutions (HongKong), Ltd. | MTN Vision | RB210EZESS | Bottle type | Air-cooled | Free-standing | FALSE | Hot & Cold | 0.5 | 45 | 1.1 | 2010-04-27 | Low Capacity | 3 | 2.7511
Water Solutions (HongKong), Ltd. | MTN Reflection | RP210EZES | Bottle type | Air-cooled | Free-standing | FALSE | Hot & Cold | 0.5 | 45 | 1.1 | 2010-04-27 | Low Capacity | 3 | 3.1708
Guangdong Midea Consumer Electric Manufacturing Co., Ltd. | Primo | 601131 | Bottle type | Air-cooled | Free-standing | FALSE | Hot & Cold | 0.5 | 22 | 0.7 | 2014-09-17 | Low Capacity | 3 | 3.0274
Electrotemp Technologies China Inc | Black & Decker | 8LCH* | Bottle type | Air-cooled | Free-standing | FALSE | Hot & Cold | 1 | 23 | 0.9 | 2011-05-17 | Low Capacity | 3 | 3.1915
Electrotemp Technologies China Inc | Viva | 8LIECH-SSF-COSUS | Bottle type | Air-cooled | Free-standing | FALSE | Hot & Cold | 1 | 23 | 0.9 | 2011-05-09 | Low Capacity | 3 | 2.9807
Water Solutions (HongKong), Ltd. | MTN Products, Inc. | IB210EZESS | Bottle type | Air-cooled | Free-standing | FALSE | Hot & Cold | 0.5 | 45 | 1.1 | 2010-03-05 | Low Capacity | 3 | 3.0545
Formosa Prosonic Industries Berhad | IGO Direct | F828H(OPP-POU) | Point-of-use type | Air-cooled | Free-standing | FALSE | Hot & Cold | 0.5 | 45 | 1 | 2012-08-15 | Low Capacity | 3 | 2.8971
Electrotemp Technologies China Inc | Beaumark | 8LIECK* | Bottle type | Air-cooled | Free-standing | FALSE | Hot & Cold | 1 | 23 | 0.9 | 2011-05-09 | Low Capacity | 3 | 3.1533
Water Solutions (HongKong), Ltd. | MTN Products, Inc. | VB210EZES | Bottle type | Air-cooled | Free-standing | FALSE | Hot & Cold | 0.5 | 45 | 1.1 | 2010-03-05 | Low Capacity | 3 | 3.0512
Water Solutions (HongKong), Ltd. | MTN Products, Inc. | IB215LXESS | Bottle type | Air-cooled | Free-standing | FALSE | Hot & Cold | 0.5 | 45 | 1.1 | 2010-03-05 | Low Capacity | 3 | 3.0488
Electrotemp Technologies China Inc | Viva | 8HIECHK-SSF | Bottle type | Air-cooled | Free-standing | FALSE | Hot & Cold | 1 | 23 | 0.9 | 2011-05-09 | Low Capacity | 3 | 3.1403
Water Solutions (HongKong), Ltd. | MTN Reflection | RP210ES | Bottle type | Air-cooled | Free-standing | FALSE | Hot & Cold | 0.5 | 45 | 1.1 | 2010-04-27 | Low Capacity | 3 | 2.9728
Electrotemp Technologies China Inc | Classic | 8HIECK | Bottle type | Air-cooled | Free-standing | FALSE | Hot & Cold | 1 | 23 | 0.9 | 2011-05-09 | Low Capacity | 3 | 3.0666
Water Solutions (HongKong), Ltd. | MTN Vision | IW215ESS | Point-of-use type | Air-cooled | Free-standing | FALSE | Hot & Cold | 0.5 | 45 | 1.1 | 2010-04-27 | Low Capacity | 3 | 3.1681
Electrotemp Technologies China Inc | Electrotemp | 8HDIECHK* | Bottle type | Air-cooled | Free-standing | FALSE | Hot & Cold | 1 | 23 | 0.9 | 2011-05-17 | Low Capacity | 3 | 3.0243
Water Solutions (HongKong), Ltd. | MTN Reflection | RS210ESS | Bottle type | Air-cooled | Free-standing | FALSE | Hot & Cold | 0.5 | 45 | 1.1 | 2010-04-27 | Low Capacity | 3 | 2.942
Water Solutions (HongKong), Ltd. | MTN Reflection | VW215ESS | Point-of-use type | Air-cooled | Free-standing | FALSE | Hot & Cold | 0.5 | 45 | 1.1 | 2010-04-27 | Low Capacity | 3 | 3.2011
Foshan Shunde Midea Water Dispenser Mft. Co. Ltd. | Primo | 601088 | Bottle type | Air-cooled | Free-standing | FALSE | Hot & Cold | 0.5 | 22 | 0.8 | 2014-09-05 | Low Capacity | 3 | 2.8055
Water Solutions (HongKong), Ltd. | MTN Vision | IB210LXESS | Bottle type | Air-cooled | Free-standing | FALSE | Hot & Cold | 0.5 | 45 | 1.1 | 2010-04-27 | Low Capacity | 3 | 3.0369
Foshan Shunde Midea Water Dispenser Mft. Co. Ltd. | Hamilton Beach | BL-2-4 | Bottle type | Air-cooled | Free-standing | FALSE | Hot & Cold | 0.5 | 22 | 0.8 | 2015-01-29 | Low Capacity | 3 | 2.9189
Electrotemp Technologies China Inc | Black & Decker | 8LIECH | Bottle type | Air-cooled | Free-standing | FALSE | Hot & Cold | 1 | 23 | 0.9 | 2011-05-17 | Low Capacity | 3 | 3.008
Oasis International | Oasis | BPD1SK | Bottle type | Air-cooled | Free-standing | FALSE | Cook (ambient) & Cold | 0.5 |  | 0.1 | 2011-01-05 | Low Capacity | 2 | 2.2306
Electrotemp Technologies China Inc | Electrotemp | 8HDCH* | Bottle type | Air-cooled | Free-standing | FALSE | Hot & Cold | 1 | 23 | 0.9 | 2011-05-17 | Low Capacity | 3 | 2.9091
Water Solutions (HongKong), Ltd. | MTN Reflection | RS 115 ES | Point-of-use type | Air-cooled | Free-standing | FALSE | Cook (ambient) & Cold | 0.5 | 45 | 1.1 | 2010-09-28 | Low Capacity | 2 | 2.1605
Water Solutions (HongKong), Ltd. | MTN Products, Inc. | VB210LXEZESS | Bottle type | Air-cooled | Free-standing | FALSE | Hot & Cold | 0.5 | 45 | 1.1 | 2010-03-05 | Low Capacity | 3 | 3.0289
Water Solutions (HongKong), Ltd. | MTN Reflection | RS 110 EZ ES | Bottle type | Air-cooled | Free-standing | FALSE | Cook (ambient) & Cold | 0.5 | 45 | 1.1 | 2010-09-28 | Low Capacity | 2 | 1.7642
Water Solutions (HongKong), Ltd. | MTN Inspiration | DW210ES | Bottle type | Air-cooled | Free-standing | FALSE | Hot & Cold | 0.5 | 45 | 1.1 | 2010-04-27 | Low Capacity | 3 | 3.2409
Foshan Shunde Midea Water Dispenser Mft. Co. Ltd. | Primo | 601131 | Bottle type | Air-cooled | Free-standing | FALSE | Hot & Cold | 0.5 | 22 | 0.7 | 2014-09-05 | Low Capacity | 3 | 2.8062
Water Solutions (HongKong), Ltd. | MTN Vision | VB 110 LX ES | Bottle type | Air-cooled | Free-standing | FALSE | Cook (ambient) & Cold | 0.5 | 45 | 1.1 | 2010-09-28 | Low Capacity | 2 | 1.9839
Foshan Shunde Midea Water Dispenser Mft. Co. Ltd. | Kissla | 601154 | Bottle type | Air-cooled | Free-standing | FALSE | Hot & Cold | 0.5 | 22 | 0.8 | 2014-09-05 | Low Capacity | 3 | 2.9569
Water Solutions (HongKong), Ltd. | MTN Reflection | IB210LXEZESS | Bottle type | Air-cooled | Free-standing | FALSE | Hot & Cold | 0.5 | 45 | 1.1 | 2010-04-27 | Low Capacity | 3 | 2.8446
Water Solutions (HongKong), Ltd. | MTN Vision | DW210EZESS | Bottle type | Air-cooled | Free-standing | FALSE | Hot & Cold | 0.5 | 45 | 1.1 | 2010-04-27 | Low Capacity | 3 | 3.0138
Water Solutions (HongKong), Ltd. | MTN Products, Inc. | IB210ES | Bottle type | Air-cooled | Free-standing | FALSE | Hot & Cold | 0.5 | 45 | 1.1 | 2010-03-05 | Low Capacity | 3 | 3.1705
Electrotemp Technologies China Inc | Black & Decker | 8HIECH* | Bottle type | Air-cooled | Free-standing | FALSE | Hot & Cold | 1 | 23 | 0.9 | 2011-05-17 | Low Capacity | 3 | 2.8911
Water Solutions (HongKong), Ltd. | MTN Vision | VW 110 LX ES | Bottle type | Air-cooled | Free-standing | FALSE | Cook (ambient) & Cold | 0.5 | 45 | 1.1 | 2010-09-28 | Low Capacity | 2 | 2.1793
Water Solutions (HongKong), Ltd. | MTN Vision | RS215ESS | Point-of-use type | Air-cooled | Free-standing | FALSE | Hot & Cold | 0.5 | 45 | 1.1 | 2010-04-27 | Low Capacity | 3 | 2.9552
Foshan Shunde Midea Water Dispenser Mft. Co. Ltd. | Primo | 900127 | Bottle type | Air-cooled | Free-standing | FALSE | Hot & Cold | 0.5 | 22 | 0.7 | 2015-01-29 | Low Capacity | 3 | 2.8123
Water Solutions (HongKong), Ltd. | MTN Products, Inc. | VB215ES | Bottle type | Air-cooled | Free-standing | FALSE | Hot & Cold | 0.5 | 45 | 1.1 | 2010-03-05 | Low Capacity | 3 | 3.2002
Electrotemp Technologies China Inc | Electrotemp Technologies China, Inc. | 8HDCH* | Bottle type | Air-cooled | Free-standing | FALSE | Hot & Cold | 1 | 23 | 0.9 | 2011-05-09 | Low Capacity | 3 | 3.2042
Water Solutions (HongKong), Ltd. | MTN Inspiration | VB215LXESS | Point-of-use type | Air-cooled | Free-standing | FALSE | Hot & Cold | 0.5 | 45 | 1.1 | 2010-04-27 | Low Capacity | 3 | 3.1863
Foshan Shunde Midea Water Dispenser Mft. Co. Ltd. | Hamilton Beach | BL-3-4 | Bottle type | Air-cooled | Free-standing | FALSE | Hot & Cold | 0.5 | 22 | 0.8 | 2014-09-05 | Low Capacity | 3 | 3.1527
Water Solutions (HongKong), Ltd. | MTN Vision | VW210EZESS | Bottle type | Air-cooled | Free-standing | FALSE | Hot & Cold | 0.5 | 45 | 1.1 | 2010-04-27 | Low Capacity | 3 | 2.8632
Water Solutions (HongKong), Ltd. | MTN Products, Inc. | RB210ES | Bottle type | Air-cooled | Free-standing | FALSE | Hot & Cold | 0.5 | 45 | 1.1 | 2010-03-05 | Low Capacity | 3 | 3.247
Foshan Shunde Midea Water Dispenser Mft. Co. Ltd. | Primo | 601141 | Bottle type | Air-cooled | Free-standing | FALSE | Hot & Cold | 0.5 | 22 | 0.7 | 2014-09-05 | Low Capacity | 3 | 3.1283
Foshan Shunde Midea Water Dispenser Mft. Co. Ltd. | Primo | 900118 | Bottle type | Air-cooled | Free-standing | FALSE | Hot & Cold | 0.5 | 22 | 0.7 | 2015-01-29 | Low Capacity | 3 | 3.1751
Water Solutions (HongKong), Ltd. | MTN Products, Inc. | VB215ESS | Point-of-use type | Air-cooled | Free-standing | FALSE | Hot & Cold | 0.5 | 45 | 1.1 | 2010-04-27 | Low Capacity | 3 | 2.9351
Midea Water Appliance Co., Ltd. | Primo | 900113 | Bottle type | Air-cooled | Free-standing | FALSE | Hot & Cold | 0.7 | 23 | 1.2 | 2011-02-18 | Low Capacity | 3 | 3.0189
Water Solutions (HongKong), Ltd. | MTN Products, Inc. | IB210EZES | Bottle type | Air-cooled | Free-standing | FALSE | Hot & Cold | 0.5 | 45 | 1.1 | 2010-03-05 | Low Capacity | 3 | 3.0005
Electrotemp Technologies China Inc | Classic | 8LIECH-SSF-COSUS | Bottle type | Air-cooled | Free-standing | FALSE | Hot & Cold | 1 | 23 | 0.9 | 2011-05-09 | Low Capacity | 3 | 3.0817
Foshan Shunde Midea Water Dispenser Mft. Co. Ltd. | Primo | 601118 | Bottle type | Air-cooled | Free-standing | FALSE | Hot & Cold | 0.5 | 22 | 0.8 | 2014-09-05 | Low Capacity | 3 | 3.1702
Water Solutions (HongKong), Ltd. | MTN Vision | VB 115 LX ES | Point-of-use type | Air-cooled | Free-standing | FALSE | Cook (ambient) & Cold | 0.5 | 45 | 1.1 | 2010-09-28 | Low Capacity | 2 | 2.1565
Foshan Shunde Midea Water Dispenser Mft. Co. Ltd. | Primo | 601202 | Bottle type | Air-cooled | Free-standing | FALSE | Hot & Cold | 0.5 | 22 | 0.8 | 2015-03-12 | Low Capacity | 3 | 3.189
Electrotemp Technologies China Inc | Black & Decker | 8HIECHK* | Bottle type | Air-cooled | Free-standing | FALSE | Hot & Cold | 1 | 23 | 0.9 | 2011-05-17 | Low Capacity | 3 | 3.1554
Water Solutions (HongKong), Ltd. | MTN Products, Inc. | IB215ES | Point-of-use type | Air-cooled | Free-standing | FALSE | Hot & Cold | 0.5 | 45 | 1.1 | 2010-04-27 | Low Capacity | 3 | 2.9832
Electrotemp Technologies China Inc | Electrotemp Technologies China, Inc. | 8HIECH-SSF | Bottle type | Air-cooled | Free-standing | FALSE | Hot & Cold | 1 | 23 | 0.9 | 2011-05-09 | Low Capacity | 3 | 2.9751
Water Solutions (HongKong), Ltd. | MTN Inspiration | IW210LXEZESS | Bottle type | Air-cooled | Free-standing | FALSE | Hot & Cold | 0.5 | 45 | 1.1 | 2010-04-27 | Low Capacity | 3 | 3.1489
Electrotemp Technologies China Inc | Classic | 8HDIECHK* | Bottle type | Air-cooled | Free-standing | FALSE | Hot & Cold | 1 | 23 | 0.9 | 2011-05-09 | Low Capacity | 3 | 3.2378
Water Solutions (HongKong), Ltd. | MTN Products, Inc. | VW215LXESS | Bottle type | Air-cooled | Free-standing | FALSE | Hot & Cold | 0.5 | 45 | 1.1 | 2010-03-05 | Low Capacity | 3 | 3.1257
Foshan Shunde Midea Water Dispenser Mft. Co. Ltd. | Kissla | 601163 | Bottle type | Air-cooled | Free-standing | FALSE | Hot & Cold | 0.5 | 22 | 0.8 | 2014-09-05 | Low Capacity | 3 | 3.2303
Electrotemp Technologies China Inc | Classic | 8HCK* | Bottle type | Air-cooled | Free-standing | FALSE | Hot & Cold | 1 | 23 | 0.9 | 2011-05-09 | Low Capacity | 3 | 3.0383
Water Solutions (HongKong), Ltd. | MTN Products, Inc. | IB210LXESS | Bottle type | Air-cooled | Free-standing | FALSE | Hot & Cold | 0.5 | 45 | 1.1 | 2010-03-05 | Low Capacity | 3 | 2.8029
Electrotemp Technologies China Inc | Classic | 8HIECHK-SSF | Bottle type | Air-cooled | Free-standing | FALSE | Hot & Cold | 1 | 23 | 0.9 | 2011-05-09 | Low Capacity | 3 | 2.9573
Foshan Shunde Midea Water Dispenser Mft. Co. Ltd. | Hamilton Beach | BL-4-4 | Bottle type | Air-cooled | Free-standing | FALSE | Hot & Cold | 0.5 | 22 | 0.8 | 2014-09-05 | Low Capacity | 3 | 2.8796
Foshan Shunde Midea Water Dispenser Mft. Co. Ltd. | Primo | 601090 | Bottle type | Air-cooled | Free-standing | FALSE | Hot & Cold | 0.5 | 22 | 0.8 | 2015-01-29 | Low Capacity | 3 | 3.0246
Water Solutions (HongKong), Ltd. | MTN Reflection | DW210EZES | Bottle type | Air-cooled | Free-standing | FALSE | Hot & Cold | 0.5 | 45 | 1.1 | 2010-04-27 | Low Capacity | 3 | 2.9142
Electrotemp Technologies China Inc | Electrotemp Technologies China, Inc. | 8LDCH* | Bottle type | Air-cooled | Free-standing | FALSE | Hot & Cold | 1 | 23 | 0.9 | 2011-05-09 | Low Capacity | 3 | 2.939
Water Solutions (HongKong), Ltd. | MTN Inspiration | IB210LXES | Bottle type | Air-cooled | Free-standing | FALSE | Hot & Cold | 0.5 | 45 | 1.1 | 2010-04-27 | Low Capacity | 3 | 2.8124
Water Solutions (HongKong), Ltd. | MTN Reflection | VB210ES | Bottle type | Air-cooled | Free-standing | FALSE | Hot & Cold | 0.5 | 45 | 1.1 | 2010-04-27 | Low Capacity | 3 | 2.8487
Water Solutions (HongKong), Ltd. | MTN Inspiration | DW210EZES | Bottle type | Air-cooled | Free-standing | FALSE | Hot & Cold | 0.5 | 45 | 1.1 | 2010-04-27 | Low Capacity | 3 | 3.1322
Electrotemp Technologies China Inc | Black & Decker | 8HDCH* | Bottle type | Air-cooled | Free-standing | FALSE | Hot & Cold | 1 | 23 | 0.9 | 2011-05-17 | Low Capacity | 3 | 3.2484
Water Solutions (HongKong), Ltd. | MTN Vision | VW215LXES | Point-of-use type | Air-cooled | Free-standing | FALSE | Hot & Cold | 0.5 | 45 | 1.1 | 2010-04-27 | Low Capacity | 3 | 2.8901
Water Solutions (HongKong), Ltd. | MTN Products, Inc. | IW215LXES | Bottle type | Air-cooled | Free-standing | FALSE | Hot & Cold | 0.5 | 45 | 1.1 | 2010-03-05 | Low Capacity | 3 | 3.0614
Electrotemp Technologies China Inc | Electrotemp | 8LIECK | Bottle type | Air-cooled | Free-standing | FALSE | Hot & Cold | 1 | 23 | 0.9 | 2011-05-17 | Low Capacity | 3 | 2.8435
Electrotemp Technologies China Inc | Black & Decker | 8HIECK | Bottle type | Air-cooled | Free-standing | FALSE | Hot & Cold | 1 | 23 | 0.9 | 2011-05-17 | Low Capacity | 3 | 2.9807
Water Solutions (HongKong), Ltd. | MTN Vision | VW210ESS | Bottle type | Air-cooled | Free-standing | FALSE | Hot & Cold | 0.5 | 45 | 1.1 | 2010-04-27 | Low Capacity | 3 | 2.7775
Water Solutions (HongKong), Ltd. | MTN Vision | VW210LXEZESS | Bottle type | Air-cooled | Free-standing | FALSE | Hot & Cold | 0.5 | 45 | 1.1 | 2010-04-27 | Low Capacity | 3 | 3.1899
Midea Water Appliance Co., Ltd. | Primo | 900105 | Bottle type | Air-cooled | Free-standing | FALSE | Hot & Cold | 0.7 | 23 | 1.2 | 2010-10-18 | Low Capacity | 3 | 2.8219
Foshan Shunde Midea Water Dispenser Mft. Co. Ltd. | Kissla | 601172 | Bottle type | Air-cooled | Free-standing | FALSE | Hot & Cold | 0.5 | 22 | 0.8 | 2014-09-05 | Low Capacity | 3 | 2.8013
Foshan Shunde Midea Water Dispenser Mft. Co. Ltd. | Primo | 601143 | Bottle type | Air-cooled | Free-standing | FALSE | Hot & Cold | 0.5 | 22 | 0.8 | 2015-01-29 | Low Capacity | 3 | 2.8644
Water Solutions (HongKong), Ltd. | MTN Inspiration | IW215LXESS | Point-of-use type | Air-cooled | Free-standing | FALSE | Hot & Cold | 0.5 | 45 | 1.1 | 2010-04-27 | Low Capacity | 3 | 3.1428
Foshan Shunde Midea Water Dispenser Mft. Co. Ltd. | Primo | 900128 | Bottle type | Air-cooled | Free-standing | FALSE | Hot & Cold | 0.5 | 22 | 0.7 | 2015-01-29 | Low Capacity | 3 | 2.8942
Water Solutions (HongKong), Ltd. | MTN Reflection | VB210LXEZESS | Bottle type | Air-cooled | Free-standing | FALSE | Hot & Cold | 0.5 | 45 | 1.1 | 2010-04-27 | Low Capacity | 3 | 2.8262
Foshan Shunde Midea Water Dispenser Mft. Co. Ltd. | Primo | 601146 | Bottle type | Air-cooled | Free-standing | FALSE | Hot & Cold | 0.5 | 22 | 0.8 | 2015-01-29 | Low Capacity | 3 | 3.1304
Water Solutions (HongKong), Ltd. | MTN Reflection | VW215LXES | Point-of-use type | Air-cooled | Free-standing | FALSE | Hot & Cold | 0.5 | 45 | 1.1 | 2010-04-27 | Low Capacity | 3 | 3.2251
Electrotemp Technologies China Inc | Classic | 8LCH* | Bottle type | Air-cooled | Free-standing | FALSE | Hot & Cold | 1 | 23 | 0.9 | 2011-05-09 | Low Capacity | 3 | 2.8338
Water Solutions (HongKong), Ltd. | MTN Vision | VB215LXES | Point-of-use type | Air-cooled | Free-standing | FALSE | Hot & Cold | 0.5 | 45 | 1.1 | 2010-04-27 | Low Capacity | 3 | 3.1474
Electrotemp Technologies China Inc | Electrotemp | 8HCH* | Bottle type | Air-cooled | Free-standing | FALSE | Hot & Cold | 1 | 23 | 0.9 | 2011-05-17 | Low Capacity | 3 | 2.9838
Water Solutions (HongKong), Ltd. | MTN Inspiration | IB210EZESS | Bottle type | Air-cooled | Free-standing | FALSE | Hot & Cold | 0.5 | 45 | 1.1 | 2010-04-27 | Low Capacity | 3 | 3.121
Electrotemp Technologies China Inc | Classic | 8HDIECH* | Bottle type | Air-cooled | Free-standing | FALSE | Hot & Cold | 1 | 23 | 0.9 | 2011-05-09 | Low Capacity | 3 | 3.04
Water Solutions (HongKong), Ltd. | MTN Vision | IW210LXES | Bottle type | Air-cooled | Free-standing | FALSE | Hot & Cold | 0.5 | 45 | 1.1 | 2010-04-27 | Low Capacity | 3 | 2.8528
Foshan Shunde Midea Water Dispenser Mft. Co. Ltd. | Kissla | 601155 | Bottle type | Air-cooled | Free-standing | FALSE | Hot & Cold | 0.5 | 22 | 0.8 | 2014-09-05 | Low Capacity | 3 | 3.0454
Water Solutions (HongKong), Ltd. | MTN Inspiration | IB 110 LX EZ ES | Bottle type | Air-cooled | Free-standing | FALSE | Cook (ambient) & Cold | 0.5 | 45 | 1.1 | 2010-09-28 | Low Capacity | 2 | 2.2357
Foshan Shunde Midea Water Dispenser Mft. Co. Ltd. | Primo | 601086 | Bottle type | Air-cooled | Free-standing | FALSE | Hot & Cold | 0.5 | 22 | 0.7 | 2015-01-29 | Low Capacity | 3 | 2.8605
Foshan Shunde Midea Water Dispenser Mft. Co. Ltd. | Kissla | 601162 | Bottle type | Air-cooled | Free-standing | FALSE | Hot & Cold | 0.5 | 22 | 0.7 | 2015-01-29 | Low Capacity | 3 | 2.9178
Guangdong Midea Consumer Electric Manufacturing Co., Ltd. | Primo | 601165 | Bottle type | Air-cooled | Free-standing | FALSE | Hot & Cold | 0.5 | 22 | 0.8 | 2014-09-17 | Low Capacity | 3 | 2.9318
Water Solutions (HongKong), Ltd. | MTN Products, Inc. | VW210EZES | Bottle type | Air-cooled | Free-standing | FALSE | Hot & Cold | 0.5 | 45 | 1.1 | 2010-03-05 | Low Capacity | 3 | 3.1717
Guangdong Midea Consumer Electric Manufacturing Co., Ltd. | Primo | 601144 | Bottle type | Air-cooled | Free-standing | FALSE | Hot & Cold | 0.5 | 22 | 0.8 | 2014-09-17 | Low Capacity | 3 | 3.1964
Water Solutions (HongKong), Ltd. | MTN Products, Inc. | VB215LXESS | Bottle type | Air-cooled | Free-standing | FALSE | Hot & Cold | 0.5 | 45 | 1.1 | 2010-03-05 | Low Capacity | 3 | 2.9571
Electrotemp Technologies China Inc | Viva | 8LIECK* | Bottle type | Air-cooled | Free-standing | FALSE | Hot & Cold | 1 | 23 | 0.9 | 2011-05-09 | Low Capacity | 3 | 3.0065
Foshan Shunde Midea Water Dispenser Mft. Co. Ltd. | Primo | 900183 | Bottle type | Air-cooled | Free-standing | FALSE | Hot & Cold | 0.5 | 22 | 0.7 | 2014-09-05 | Low Capacity | 3 | 3.1933
Foshan Shunde Midea Water Dispenser Mft. Co. Ltd. | Kissla | 601153 | Bottle type | Air-cooled | Free-standing | FALSE | Hot & Cold | 0.5 | 22 | 0.7 | 2015-01-29 | Low Capacity | 3 | 2.9114
Oasis International | Oasis | POUD1SHS | Point-of-use type | Air-cooled | Free-standing | FALSE | Hot & Cold | 0.5 | 42 | 1 | 2011-01-05 | Low Capacity | 3 | 3.2135
Electrotemp Technologies China Inc | Electrotemp Technologies China, Inc. | 8LIECH-SSF-COSUS | Bottle type | Air-cooled | Free-standing | FALSE | Hot & Cold | 1 | 23 | 0.9 | 2011-05-09 | Low Capacity | 3 | 3.1522
Electrotemp Technologies China Inc | Electrotemp Technologies China, Inc. | 8HIECHK* | Bottle type | Air-cooled | Free-standing | FALSE | Hot & Cold | 1 | 23 | 0.9 | 2011-05-09 | Low Capacity | 3 | 2.9847
Foshan Shunde Midea Water Dispenser Mft. Co. Ltd. | Primo | 601087 | Bottle type | Air-cooled | Free-standing | FALSE | Hot & Cold | 0.5 | 22 | 0.7 | 2015-01-29 | Low Capacity | 3 | 2.9978
Electrotemp Technologies China Inc | Electrotemp | 8HIECH-SSF | Bottle type | Air-cooled | Free-standing | FALSE | Hot & Cold | 1 | 23 | 0.9 | 2011-05-17 | Low Capacity | 3 | 3.0631
Electrotemp Technologies China Inc | Electrotemp Technologies China, Inc. | 8HDCHK* | Bottle type | Air-cooled | Free-standing | FALSE | Hot & Cold | 1 | 23 | 0.9 | 2011-05-09 | Low Capacity | 3 | 3.1534
Water Solutions (HongKong), Ltd. | MTN Inspiration | IW210EZES | Bottle type | Air-cooled | Free-standing | FALSE | Hot & Cold | 0.5 | 45 | 1.1 | 2010-04-27 | Low Capacity | 3 | 3.2065
Water Solutions (HongKong), Ltd. | MTN Products, Inc. | RW210ES | Bottle type | Air-cooled | Free-standing | FALSE | Hot & Cold | 0.5 | 45 | 1.1 | 2010-03-05 | Low Capacity | 3 | 3.0387
Water Solutions (HongKong), Ltd. | MTN Products, Inc. | RB210ESS | Bottle type | Air-cooled | Free-standing | FALSE | Hot & Cold | 0.5 | 45 | 1.1 | 2010-03-05 | Low Capacity | 3 | 3.037
Foshan Shunde Midea Water Dispenser Mft. Co. Ltd. | Primo | 601168 | Bottle type | Air-cooled | Free-standing | FALSE | Hot & Cold | 0.5 | 22 | 0.8 | 2015-01-29 | Low Capacity | 3 | 3.0928
Midea Water Appliance Co., Ltd. | Primo | 900137 | Bottle type | Air-cooled | Free-standing | FALSE | Hot & Cold | 0.7 | 23 | 1.2 | 2010-10-18 | Low Capacity | 3 | 3.1768
Electrotemp Technologies China Inc | Beaumark | 8HDCHK* | Bottle type | Air-cooled | Free-standing | FALSE | Hot & Cold | 1 | 23 | 0.9 | 2011-05-09 | Low Capacity | 3 | 3.2192
Water Solutions (HongKong), Ltd. | MTN Products, Inc. | DW215ESS | Bottle type | Air-cooled | Free-standing | FALSE | Hot & Cold | 0.5 | 45 | 1.1 | 2010-03-05 | Low Capacity | 3 | 2.9185
Foshan Shunde Midea Water Dispenser Mft. Co. Ltd. | Hamilton Beach | BL-6-4 | Bottle type | Air-cooled | Free-standing | FALSE | Hot & Cold | 0.5 | 22 | 0.8 | 2014-09-05 | Low Capacity | 3 | 2.7787
Water Solutions (HongKong), Ltd. | MTN Vision | IB210LXES | Bottle type | Air-cooled | Free-standing | FALSE | Hot & Cold | 0.5 | 45 | 1.1 | 2010-04-27 | Low Capacity | 3 | 2.7623
Electrotemp Technologies China Inc | Classic | 8HCH* | Bottle type | Air-cooled | Free-standing | FALSE | Hot & Cold | 1 | 23 | 0.9 | 2011-05-09 | Low Capacity | 3 | 3.1626
Water Solutions (HongKong), Ltd. | MTN Vision | DW210EZES | Bottle type | Air-cooled | Free-standing | FALSE | Hot & Cold | 0.5 | 45 | 1.1 | 2010-04-27 | Low Capacity | 3 | 2.8303
Water Solutions (HongKong), Ltd. | MTN Inspiration | IW215LXES | Point-of-use type | Air-cooled | Free-standing | FALSE | Hot & Cold | 0.5 | 45 | 1.1 | 2010-04-27 | Low Capacity | 3 | 2.9629
Foshan Shunde Midea Water Dispenser Mft. Co. Ltd. | Primo | 601203 | Bottle type | Air-cooled | Free-standing | FALSE | Hot & Cold | 0.5 | 22 | 0.8 | 2015-06-05 | Low Capacity | 3 | 3.2164
Water Solutions (HongKong), Ltd. | MTN Vision | RW210ESS | Bottle type | Air-cooled | Free-standing | FALSE | Hot & Cold | 0.5 | 45 | 1.1 | 2010-04-27 | Low Capacity | 3 | 3.192
Electrotemp Technologies China Inc | Black & Decker | 8LIECH* | Bottle type | Air-cooled | Free-standing | FALSE | Hot & Cold | 1 | 23 | 0.9 | 2011-05-17 | Low Capacity | 3 | 2.9517
Midea Water Appliance Co., Ltd. | Primo | YL1130S | Bottle type | Air-cooled | Free-standing | FALSE | Hot & Cold | 0.7 | 23 | 1.2 | 2010-10-18 | Low Capacity | 3 | 3.1946
Water Solutions (HongKong), Ltd. | MTN Inspiration | VB215ES | Point-of-use type | Air-cooled | Free-standing | FALSE | Hot & Cold | 0.5 | 45 | 1.1 | 2010-04-27 | Low Capacity | 3 | 2.7951
Water Solutions (HongKong), Ltd. | MTN Reflection | RS210EZES | Bottle type | Air-cooled | Free-standing | FALSE | Hot & Cold | 0.5 | 45 | 1.1 | 2010-04-27 | Low Capacity | 3 | 3.0171
Water Solutions (HongKong), Ltd. | MTN Inspiration | IB215LXES | Point-of-use type | Air-cooled | Free-standing | FALSE | Hot & Cold | 0.5 | 45 | 1.1 | 2010-04-27 | Low Capacity | 3 | 3.2428
Water Solutions (HongKong), Ltd. | MTN Inspiration | RB215ES | Point-of-use type | Air-cooled | Free-standing | FALSE | Hot & Cold | 0.5 | 45 | 1.1 | 2010-04-27 | Low Capacity | 3 | 2.9702
Electrotemp Technologies China Inc | Electrotemp Technologies China, Inc. | 8HIECK | Bottle type | Air-cooled | Free-standing | FALSE | Hot & Cold | 1 | 23 | 0.9 | 2011-05-09 | Low Capacity | 3 | 2.7521
Water Solutions (HongKong), Ltd. | MTN Vision | IB215LXES | Point-of-use type | Air-cooled | Free-standing | FALSE | Hot & Cold | 0.5 | 45 | 1.1 | 2010-04-27 | Low Capacity | 3 | 2.8862
Foshan Shunde Midea Water Dispenser Mft. Co. Ltd. | Primo | 601090 | Bottle type | Air-cooled | Free-standing | FALSE | Hot & Cold | 0.5 | 22 | 0.8 | 2014-09-05 | Low Capacity | 3 | 3.0443
Foshan Shunde Midea Water Dispenser Mft. Co. Ltd. | Primo | 601145 | Bottle type | Air-cooled | Free-standing | FALSE | Hot & Cold | 0.5 | 22 | 0.8 | 2015-01-29 | Low Capacity | 3 | 2.8146
Guangdong Midea Consumer Electric Manufacturing Co., Ltd. | Primo | 900127 | Bottle type | Air-cooled | Free-standing | FALSE | Hot & Cold | 0.5 | 22 | 0.7 | 2014-09-17 | Low Capacity | 3 | 3.1635
Water Solutions (HongKong), Ltd. | MTN Vision | VW 110 EZ ES | Bottle type | Air-cooled | Free-standing | FALSE | Cook (ambient) & Cold | 0.5 | 45 | 1.1 | 2010-09-28 | Low Capacity | 2 | 2.1618
Guangdong Midea Consumer Electric Manufacturing Co., Ltd. | Kissla | 601153 | Bottle type | Air-cooled | Free-standing | FALSE | Hot & Cold | 0.5 | 22 | 0.7 | 2014-09-17 | Low Capacity | 3 | 2.8184
Electrotemp Technologies China Inc | Beaumark | 8HIECK | Bottle type | Air-cooled | Free-standing | FALSE | Hot & Cold | 1 | 23 | 0.9 | 2011-05-09 | Low Capacity | 3 | 3.1961
Water Solutions (HongKong), Ltd. | MTN Products, Inc. | DW 110 ES | Bottle type | Air-cooled | Free-standing | FALSE | Cook (ambient) & Cold | 0.5 | 45 | 1.1 | 2010-09-28 | Low Capacity | 2 | 2.0287
Water Solutions (HongKong), Ltd. | MTN Vision | RP210EZESS | Bottle type | Air-cooled | Free-standing | FALSE | Hot & Cold | 0.5 | 45 | 1.1 | 2010-04-27 | Low Capacity | 3 | 3.1107
Foshan Shunde Midea Water Dispenser Mft. Co. Ltd. | Primo | 601166 | Bottle type | Air-cooled | Free-standing | FALSE | Hot & Cold | 0.5 | 22 | 0.8 | 2014-09-05 | Low Capacity | 3 | 3.1808
Water Solutions (HongKong), Ltd. | MTN Reflection | DW210ES | Bottle type | Air-cooled | Free-standing | FALSE | Hot & Cold | 0.5 | 45 | 1.1 | 2010-04-27 | Low Capacity | 3 | 2.7799
Electrotemp Technologies China Inc | Classic | 8LDCHK* | Bottle type | Air-cooled | Free-standing | FALSE | Hot & Cold | 1 | 23 | 0.9 | 2011-05-09 | Low Capacity | 3 | 2.9382
Electrotemp Technologies China Inc | Black & Decker | 8HCH* | Bottle type | Air-cooled | Free-standing | FALSE | Hot & Cold | 1 | 23 | 0.9 | 2011-05-17 | Low Capacity | 3 | 2.9118
Foshan Shunde Midea Water Dispenser Mft. Co. Ltd. | Primo | 601160 | Bottle type | Air-cooled | Free-standing | FALSE | Hot & Cold | 0.5 | 22 | 0.8 | 2015-01-29 | Low Capacity | 3 | 3.0638
Water Solutions (HongKong), Ltd. | MTN Inspiration | IB210EZES | Bottle type | Air-cooled | Free-standing | FALSE | Hot & Cold | 0.5 | 45 | 1.1 | 2010-04-27 | Low Capacity | 3 | 2.7883
Electrotemp Technologies China Inc | Electrotemp | 8LIECH-BP/SP/WP/W | Bottle type | Air-cooled | Free-standing | FALSE | Hot & Cold | 1 | 23 | 0.9 | 2011-05-17 | Low Capacity | 3 | 3.0072
Water Solutions (HongKong), Ltd. | MTN Products, Inc. | IW210EZES | Bottle type | Air-cooled | Free-standing | FALSE | Hot & Cold | 0.5 | 45 | 1.1 | 2010-03-05 | Low Capacity | 3 | 3.1926
Water Solutions (HongKong), Ltd. | MTN Reflection | VB210LXEZES | Bottle type | Air-cooled | Free-standing | FALSE | Hot & Cold | 0.5 | 45 | 1.1 | 2010-04-27 | Low Capacity | 3 | 2.9836
Electrotemp Technologies China Inc | Electrotemp | 8LIECH-SSF-COSUS | Bottle type | Air-cooled | Free-standing | FALSE | Hot & Cold | 1 | 23 | 0.9 | 2011-05-17 | Low Capacity | 3 | 3.0383
Electrotemp Technologies China Inc | Viva | 8LCH* | Bottle type | Air-cooled | Free-standing | FALSE | Hot & Cold | 1 | 23 | 0.9 | 2011-05-09 | Low Capacity | 3 | 3.182
Electrotemp Technologies China Inc | Whirlpool | 8LIECH-SC-SSD | Bottle type | Air-cooled | Free-standing | FALSE | Hot & Cold | 1 | 20 | 0.6 | 2015-08-03 | Low Capacity | 3 | 2.9649
Water Solutions (HongKong), Ltd. | MTN Reflection | IW210EZESS | Bottle type | Air-cooled | Free-standing | FALSE | Hot & Cold | 0.5 | 45 | 1.1 | 2010-04-27 | Low Capacity | 3 | 2.9121
Electrotemp Technologies China Inc | Electrotemp Technologies China, Inc. | 8LIECHK* | Bottle type | Air-cooled | Free-standing | FALSE | Hot & Cold | 1 | 23 | 0.9 | 2011-05-09 | Low Capacity | 3 | 2.9584
Electrotemp Technologies China Inc | Viva | 8HCHK* | Bottle type | Air-cooled | Free-standing | FALSE | Hot & Cold | 1 | 23 | 0.9 | 2011-05-09 | Low Capacity | 3 | 3.1134
Water Solutions (HongKong), Ltd. | MTN Products, Inc. | IB210LXEZESS | Bottle type | Air-cooled | Free-standing | FALSE | Hot & Cold | 0.5 | 45 | 1.1 | 2010-03-05 | Low Capacity | 3 | 2.9604
Water Solutions (HongKong), Ltd. | MTN Products, Inc. | VB215LXESS | Point-of-use type | Air-cooled | Free-standing | FALSE | Hot & Cold | 0.5 | 45 | 1.1 | 2010-04-27 | Low Capacity | 3 | 2.9746
Electrotemp Technologies China Inc | Classic | 8LIECK | Bottle type | Air-cooled | Free-standing | FALSE | Hot & Cold | 1 | 23 | 0.9 | 2011-05-09 | Low Capacity | 3 | 3.0796
Water Solutions (HongKong), Ltd. | MTN Reflection | IB210ESS | Bottle type | Air-cooled | Free-standing | FALSE | Hot & Cold | 0.5 | 45 | 1.1 | 2010-04-27 | Low Capacity | 3 | 2.9125
Guangdong Midea Consumer Electric Manufacturing Co., Ltd. | Kissla | 601171 | Bottle type | Air-cooled | Free-standing | FALSE | Hot & Cold | 0.5 | 22 | 0.8 | 2014-09-17 | Low Capacity | 3 | 3.0051
Foshan Shunde Midea Water Dispenser Mft. Co. Ltd. | Primo | 601176 | Bottle type | Air-cooled | Free-standing | FALSE | Hot & Cold | 0.5 | 22 | 0.8 | 2014-09-05 | Low Capacity | 3 | 3.0872
Foshan Shunde Midea Water Dispenser Mft. Co. Ltd. | Primo | 900183 | Bottle type | Air-cooled | Free-standing | FALSE | Hot & Cold | 0.5 | 22 | 0.7 | 2015-01-29 | Low Capacity | 3 | 3.1888
Water Solutions (HongKong), Ltd. | MTN Products, Inc. | RP210ESS | Bottle type | Air-cooled | Free-standing | FALSE | Hot & Cold | 0.5 | 45 | 1.1 | 2010-03-05 | Low Capacity | 3 | 2.8241
Foshan Shunde Midea Water Dispenser Mft. Co. Ltd. | Primo | 601168 | Bottle type | Air-cooled | Free-standing | FALSE | Hot & Cold | 0.5 | 22 | 0.8 | 2014-09-05 | Low Capacity | 3 | 3.0477
Water Solutions (HongKong), Ltd. | MTN Products, Inc. | VB215LXES | Bottle type | Air-cooled | Free-standing | FALSE | Hot & Cold | 0.5 | 45 | 1.1 | 2010-03-05 | Low Capacity | 3 | 2.8458
Water Solutions (HongKong), Ltd. | MTN Reflection | RB 110 ES | Bottle type | Air-cooled | Free-standing | FALSE | Cook (ambient) & Cold | 0.5 | 45 | 1.1 | 2010-09-28 | Low Capacity | 2 | 2.0329
Electrotemp Technologies China Inc | Black & Decker | 8LIECH-SSF | Bottle type | Air-cooled | Free-standing | FALSE | Hot & Cold | 1 | 23 | 0.9 | 2011-05-17 | Low Capacity | 3 | 2.8677
Foshan Shunde Midea Water Dispenser Mft. Co. Ltd. | Primo | 601086 | Bottle type | Air-cooled | Free-standing | FALSE | Hot & Cold | 0.5 | 22 | 0.7 | 2014-09-05 | Low Capacity | 3 | 2.9604
Water Solutions (HongKong), Ltd. | MTN Products, Inc. | IB215ESS | Point-of-use type | Air-cooled | Free-standing | FALSE | Hot & Cold | 0.5 | 45 | 1.1 | 2010-04-27 | Low Capacity | 3 | 3.0348
Water Solutions (HongKong), Ltd. | MTN Vision | IW215LXESS | Point-of-use type | Air-cooled | Free-standing | FALSE | Hot & Cold | 0.5 | 45 | 1.1 | 2010-04-27 | Low Capacity | 3 | 3.0082
Guangdong Midea Consumer Electric Manufacturing Co., Ltd. | Primo | 601142 | Bottle type | Air-cooled | Free-standing | FALSE | Hot & Cold | 0.5 | 22 | 0.8 | 2014-09-17 | Low Capacity | 3 | 3.0786
Foshan Shunde Midea Water Dispenser Mft. Co. Ltd. | Primo | 900130 | Bottle type | Air-cooled | Free-standing | FALSE | Hot & Cold | 0.5 | 22 | 0.8 | 2014-09-05 | Low Capacity | 3 | 2.8377
Water Solutions (HongKong), Ltd. | MTN Inspiration | IB 110 EZ ES | Bottle type | Air-cooled | Free-standing | FALSE | Cook (ambient) & Cold | 0.5 | 45 | 1.1 | 2010-09-28 | Low Capacity | 2 | 2.2453
Water Solutions (HongKong), Ltd. | MTN Vision | IW215ES | Point-of-use type | Air-cooled | Free-standing | FALSE | Hot & Cold | 0.5 | 45 | 1.1 | 2010-04-27 | Low Capacity | 3 | 2.8691
Water Solutions (HongKong), Ltd. | MTN Products, Inc. | VW210EZESS | Bottle type | Air-cooled | Free-standing | FALSE | Hot & Cold | 0.5 | 45 | 1.1 | 2010-03-05 | Low Capacity | 3 | 2.7615
Electrotemp Technologies China Inc | Electrotemp Technologies China, Inc. | 8HCK* | Bottle type | Air-cooled | Free-standing | FALSE | Hot & Cold | 1 | 23 | 0.9 | 2011-05-09 | Low Capacity | 3 | 2.907
Guangdong Midea Consumer Electric Manufacturing Co., Ltd. | Primo | 900133 | Bottle type | Air-cooled | Free-standing | FALSE | Hot & Cold | 0.5 | 22 | 0.8 | 2014-09-17 | Low Capacity | 3 | 2.851
Water Solutions (HongKong), Ltd. | MTN Vision | RB210ESS | Bottle type | Air-cooled | Free-standing | FALSE | Hot & Cold | 0.5 | 45 | 1.1 | 2010-04-27 | Low Capacity | 3 | 2.8252
Water Solutions (HongKong), Ltd. | MTN Reflection | VB215ESS | Point-of-use type | Air-cooled | Free-standing | FALSE | Hot & Cold | 0.5 | 45 | 1.1 | 2010-04-27 | Low Capacity | 3 | 2.999
Water Solutions (HongKong), Ltd. | MTN Products, Inc. | RS215ESS | Point-of-use type | Air-cooled | Free-standing | FALSE | Hot & Cold | 0.5 | 45 | 1.1 | 2010-04-27 | Low Capacity | 3 | 2.919
IGO Direct | Better Stainless Steel | F730H | Bottle type | Air-cooled | Free-standing | FALSE | Hot & Cold | 6.2 | 60 | 0.8 | 2011-04-08 | High Capacity | 4 | 3.9623
Water Solutions (HongKong), Ltd. | MTN Reflection | RP210EZESS | Bottle type | Air-cooled | Free-standing | FALSE | Hot & Cold | 0.5 | 45 | 1.1 | 2010-04-27 | Low Capacity | 3 | 2.8571
Water Solutions (HongKong), Ltd. | MTN Products, Inc. | VB210ESS | Bottle type | Air-cooled | Free-standing | FALSE | Hot & Cold | 0.5 | 45 | 1.1 | 2010-03-05 | Low Capacity | 3 | 2.9123
Water Solutions (HongKong), Ltd. | MTN Inspiration | IB 110 ES | Bottle type | Air-cooled | Free-standing | FALSE | Cook (ambient) & Cold | 0.5 | 45 | 1.1 | 2010-09-28 | Low Capacity | 2 | 2.19
Water Solutions (HongKong), Ltd. | MTN Inspiration | IW 110 EZ ES | Bottle type | Air-cooled | Free-standing | FALSE | Cook (ambient) & Cold | 0.5 | 45 | 1.1 | 2010-09-28 | Low Capacity | 2 | 2.2329
Guangdong Midea Consumer Electric Manufacturing Co., Ltd. | Primo | 900128 | Bottle type | Air-cooled | Free-standing | FALSE | Hot & Cold | 0.5 | 22 | 0.7 | 2014-09-17 | Low Capacity | 3 | 3.0375
Water Solutions (HongKong), Ltd. | MTN Reflection | RW210EZES | Bottle type | Air-cooled | Free-standing | FALSE | Hot & Cold | 0.5 | 45 | 1.1 | 2010-04-27 | Low Capacity | 3 | 3.1859
Foshan Shunde Midea Water Dispenser Mft. Co. Ltd. | Primo | 601201 | Bottle type | Air-cooled | Free-standing | FALSE | Hot & Cold | 0.5 | 22 | 0.7 | 2015-03-12 | Low Capacity | 3 | 2.9327
Water Solutions (HongKong), Ltd. | MTN Products, Inc. | RW215ES | Point-of-use type | Air-cooled | Free-standing | FALSE | Hot & Cold | 0.5 | 45 | 1.1 | 2010-04-27 | Low Capacity | 3 | 2.8123
Water Solutions (HongKong), Ltd. | MTN Vision | IB210LXEZESS | Bottle type | Air-cooled | Free-standing | FALSE | Hot & Cold | 0.5 | 45 | 1.1 | 2010-04-27 | Low Capacity | 3 | 3.1484
Electrotemp Technologies China Inc | Viva | 8LDIECHK* | Bottle type | Air-cooled | Free-standing | FALSE | Hot & Cold | 1 | 23 | 0.9 | 2011-05-09 | Low Capacity | 3 | 3.0094
Water Solutions (HongKong), Ltd. | MTN Products, Inc. | VB215ES | Point-of-use type | Air-cooled | Free-standing | FALSE | Hot & Cold | 0.5 | 45 | 1.1 | 2010-04-27 | Low Capacity | 3 | 3.0095
Water Solutions (HongKong), Ltd. | MTN Vision | IW210LXEZESS | Bottle type | Air-cooled | Free-standing | FALSE | Hot & Cold | 0.5 | 45 | 1.1 | 2010-04-27 | Low Capacity | 3 | 2.8661
Electrotemp Technologies China Inc | Black & Decker | 8LIECHK-SSF | Bottle type | Air-cooled | Free-standing | FALSE | Hot & Cold | 1 | 23 | 0.9 | 2011-05-17 | Low Capacity | 3 | 3.115
Foshan Shunde Midea Water Dispenser Mft. Co. Ltd. | Primo | 601130 | Bottle type | Air-cooled | Free-standing | FALSE | Hot & Cold | 0.5 | 22 | 0.7 | 2015-01-29 | Low Capacity | 3 | 2.9853
Water Solutions (HongKong), Ltd. | MTN Vision | RP210ES | Bottle type | Air-cooled | Free-standing | FALSE | Hot & Cold | 0.5 | 45 | 1.1 | 2010-04-27 | Low Capacity | 3 | 3.1467
Electrotemp Technologies China Inc | Classic | 8HCHK* | Bottle type | Air-cooled | Free-standing | FALSE | Hot & Cold | 1 | 23 | 0.9 | 2011-05-09 | Low Capacity | 3 | 3.0343
Foshan Shunde Midea Water Dispenser Mft. Co. Ltd. | Primo | 601167 | Bottle type | Air-cooled | Free-standing | FALSE | Hot & Cold | 0.5 | 22 | 0.8 | 2014-09-05 | Low Capacity | 3 | 2.9465
Foshan Shunde Midea Water Dispenser Mft. Co. Ltd. | Primo | 900130 | Bottle type | Air-cooled | Free-standing | FALSE | Hot & Cold | 0.5 | 22 | 0.8 | 2015-01-29 | Low Capacity | 3 | 3.2343
Electrotemp Technologies China Inc | Beaumark | 8LIECH-BP/SP/WP/W | Bottle type | Air-cooled | Free-standing | FALSE | Hot & Cold | 1 | 23 | 0.9 | 2011-05-09 | Low Capacity | 3 | 2.9563
Water Solutions (HongKong), Ltd. | MTN Products, Inc. | DW210EZES | Bottle type | Air-cooled | Free-standing | FALSE | Hot & Cold | 0.5 | 45 | 1.1 | 2010-03-05 | Low Capacity | 3 | 3.1598
Electrotemp Technologies China Inc | Viva | 8HIECHK* | Bottle type | Air-cooled | Free-standing | FALSE | Hot & Cold | 1 | 23 | 0.9 | 2011-05-09 | Low Capacity | 3 | 3.0744
Electrotemp Technologies China Inc | Black & Decker | 8HCK* | Bottle type | Air-cooled | Free-standing | FALSE | Hot & Cold | 1 | 23 | 0.9 | 2011-05-17 | Low Capacity | 3 | 3.2205
Foshan Shunde Midea Water Dispenser Mft. Co. Ltd. | Midea | YL1439S | Bottle type | Air-cooled | Free-standing | FALSE | Hot & Cold | 0.5 | 22 | 0.8 | 2015-06-05 | Low Capacity | 3 | 2.7999
Water Solutions (HongKong), Ltd. | MTN Products, Inc. | VB210EZESS | Bottle type | Air-cooled | Free-standing | FALSE | Hot & Cold | 0.5 | 45 | 1.1 | 2010-03-05 | Low Capacity | 3 | 3.185
Foshan Shunde Midea Water Dispenser Mft. Co. Ltd. | Primo | 601132 | Bottle type | Air-cooled | Free-standing | FALSE | Hot & Cold | 0.5 | 22 | 0.7 | 2014-09-05 | Low Capacity | 3 | 3.1732
Foshan Shunde Midea Water Dispenser Mft. Co. Ltd. | Primo | 601145 | Bottle type | Air-cooled | Free-standing | FALSE | Hot & Cold | 0.5 | 22 | 0.8 | 2014-09-05 | Low Capacity | 3 | 3.1682
Midea Water Appliance Co., Ltd. | Primo | 900130 | Pressure-type, faucet | Air-cooled | Free-standing | FALSE | Hot & Cold | 0.7 | 23 | 1.2 | 2010-10-18 | Low Capacity | 3 | 2.8569
Midea Water Appliance Co., Ltd. | Primo | 900134 | Pressure-type, faucet | Air-cooled | Free-standing | FALSE | Hot & Cold | 0.7 | 23 | 1.2 | 2010-10-18 | Low Capacity | 3 | 2.9455
Foshan Shunde Midea Water Dispenser Mft. Co. Ltd. | Midea | A1TLWATERCOOLER | Bottle type | Air-cooled | Free-standing | FALSE | Hot & Cold | 0.5 | 22 | 0.8 | 2015-06-05 | Low Capacity | 3 | 2.9704
Guangdong Midea Consumer Electric Manufacturing Co., Ltd. | Primo | 601087 | Bottle type | Air-cooled | Free-standing | FALSE | Hot & Cold | 0.5 | 22 | 0.7 | 2014-09-17 | Low Capacity | 3 | 2.9085
Water Solutions (HongKong), Ltd. | MTN Reflection | IW215ES | Point-of-use type | Air-cooled | Free-standing | FALSE | Hot & Cold | 0.5 | 45 | 1.1 | 2010-04-27 | Low Capacity | 3 | 3.0526
Water Solutions (HongKong), Ltd. | MTN Reflection | RW 115 ES | Point-of-use type | Air-cooled | Free-standing | FALSE | Cook (ambient) & Cold | 0.5 | 45 | 1.1 | 2010-09-28 | Low Capacity | 2 | 1.907
Electrotemp Technologies China Inc | Black & Decker | 8LIECK* | Bottle type | Air-cooled | Free-standing | FALSE | Hot & Cold | 1 | 23 | 0.9 | 2011-05-17 | Low Capacity | 3 | 2.759
Water Solutions (HongKong), Ltd. | MTN Vision | RS210EZES | Bottle type | Air-cooled | Free-standing | FALSE | Hot & Cold | 0.5 | 45 | 1.1 | 2010-04-27 | Low Capacity | 3 | 2.8166
Water Solutions (HongKong), Ltd. | MTN Reflection | VW215LXESS | Point-of-use type | Air-cooled | Free-standing | FALSE | Hot & Cold | 0.5 | 45 | 1.1 | 2010-04-27 | Low Capacity | 3 | 2.795
Electrotemp Technologies China Inc | Classic | 8HIECH-SSF | Bottle type | Air-cooled | Free-standing | FALSE | Hot & Cold | 1 | 23 | 0.9 | 2011-05-09 | Low Capacity | 3 | 3.0233
Water Solutions (HongKong), Ltd. | MTN Products, Inc. | VB210ES | Bottle type | Air-cooled | Free-standing | FALSE | Hot & Cold | 0.5 | 45 | 1.1 | 2010-03-05 | Low Capacity | 3 | 2.8689
Electrotemp Technologies China Inc | Viva | 8LCHK* | Bottle type | Air-cooled | Free-standing | FALSE | Hot & Cold | 1 | 23 | 0.9 | 2011-05-09 | Low Capacity | 3 | 3.0151
Foshan Shunde Midea Water Dispenser Mft. Co. Ltd. | Hamilton Beach | BL-5-4 | Bottle type | Air-cooled | Free-standing | FALSE | Hot & Cold | 0.5 | 22 | 0.8 | 2015-01-29 | Low Capacity | 3 | 2.8505
Foshan Shunde Midea Water Dispenser Mft. Co. Ltd. | Midea | MYL1031S | Bottle type | Air-cooled | Free-standing | FALSE | Hot & Cold | 0.5 | 22 | 0.6 | 2015-07-10 | Low Capacity | 3 | 2.9447
Foshan Shunde Midea Water Dispenser Mft. Co. Ltd. | Primo | 900118 | Bottle type | Air-cooled | Free-standing | FALSE | Hot & Cold | 0.5 | 22 | 0.7 | 2014-09-05 | Low Capacity | 3 | 3.0569
Water Solutions (HongKong), Ltd. | MTN Reflection | RW215ESS | Point-of-use type | Air-cooled | Free-standing | FALSE | Hot & Cold | 0.5 | 45 | 1.1 | 2010-04-27 | Low Capacity | 3 | 2.8668
Electrotemp Technologies China Inc | Electrotemp | 8LCK* | Bottle type | Air-cooled | Free-standing | FALSE | Hot & Cold | 1 | 23 | 0.9 | 2011-05-17 | Low Capacity | 3 | 3.1404
Electrotemp Technologies China Inc | Electrotemp | 8HIECHK* | Bottle type | Air-cooled | Free-standing | FALSE | Hot & Cold | 1 | 23 | 0.9 | 2011-05-17 | Low Capacity | 3 | 2.9014
Electrotemp Technologies China Inc | Black & Decker | 8LDCHK* | Bottle type | Air-cooled | Free-standing | FALSE | Hot & Cold | 1 | 23 | 0.9 | 2011-05-17 | Low Capacity | 3 | 2.7746
Water Solutions (HongKong), Ltd. | MTN Products, Inc. | RW215ESS | Point-of-use type | Air-cooled | Free-standing | FALSE | Hot & Cold | 0.5 | 45 | 1.1 | 2010-04-27 | Low Capacity | 3 | 2.9962
Midea Water Appliance Co., Ltd. | Primo | 900119 | Pressure-type, faucet | Air-cooled | Free-standing | FALSE | Hot & Cold | 0.7 | 23 | 1.2 | 2010-10-18 | Low Capacity | 3 | 2.87
Electrotemp Technologies China Inc | Viva | 8LCK* | Bottle type | Air-cooled | Free-standing | FALSE | Hot & Cold | 1 | 23 | 0.9 | 2011-05-09 | Low Capacity | 3 | 3.0448
Water Solutions (HongKong), Ltd. | MTN Products, Inc. | RW210EZES | Bottle type | Air-cooled | Free-standing | FALSE | Hot & Cold | 0.5 | 45 | 1.1 | 2010-03-05 | Low Capacity | 3 | 2.9406
Midea Water Appliance Co., Ltd. | Primo | 900133 | Bottle type | Air-cooled | Free-standing | FALSE | Hot & Cold | 0.7 | 23 | 1.2 | 2011-02-16 | Low Capacity | 3 | 3.194
Electrotemp Technologies China Inc | Viva | 8LIECH* | Bottle type | Air-cooled | Free-standing | FALSE | Hot & Cold | 1 | 23 | 0.9 | 2011-05-09 | Low Capacity | 3 | 2.9965
Electrotemp Technologies China Inc | Classic | 8HDCHK* | Bottle type | Air-cooled | Free-standing | FALSE | Hot & Cold | 1 | 23 | 0.9 | 2011-05-09 | Low Capacity | 3 | 3.2229
Electrotemp Technologies China Inc | Viva | 8LIECK | Bottle type | Air-cooled | Free-standing | FALSE | Hot & Cold | 1 | 23 | 0.9 | 2011-05-09 | Low Capacity | 3 | 2.8932
Water Solutions (HongKong), Ltd. | MTN Vision | RP215ES | Point-of-use type | Air-cooled | Free-standing | FALSE | Hot & Cold | 0.5 | 45 | 1.1 | 2010-04-27 | Low Capacity | 3 | 2.8731
Water Solutions (HongKong), Ltd. | MTN Reflection | RW 110 ES | Bottle type | Air-cooled | Free-standing | FALSE | Cook (ambient) & Cold | 0.5 | 45 | 1.1 | 2010-09-28 | Low Capacity | 2 | 2.1632
Water Solutions (HongKong), Ltd. | MTN Inspiration | VW210LXES | Bottle type | Air-cooled | Free-standing | FALSE | Hot & Cold | 0.5 | 45 | 1.1 | 2010-04-27 | Low Capacity | 3 | 3.0777
Electrotemp Technologies China Inc | Electrotemp Technologies China, Inc. | 8LIECH | Bottle type | Air-cooled | Free-standing | FALSE | Hot & Cold | 1 | 23 | 0.9 | 2011-05-09 | Low Capacity | 3 | 3.1214
Water Solutions (HongKong), Ltd. | MTN Inspiration | RB210ES | Bottle type | Air-cooled | Free-standing | FALSE | Hot & Cold | 0.5 | 45 | 1.1 | 2010-04-27 | Low Capacity | 3 | 2.7735
Electrotemp Technologies China Inc | Beaumark | 8LCHK* | Bottle type | Air-cooled | Free-standing | FALSE | Hot & Cold | 1 | 23 | 0.9 | 2011-05-09 | Low Capacity | 3 | 2.9396
Water Solutions (HongKong), Ltd. | MTN Products, Inc. | RS215ESS | Bottle type | Air-cooled | Free-standing | FALSE | Hot & Cold | 0.5 | 45 | 1.1 | 2010-03-05 | Low Capacity | 3 | 3.1777
Electrotemp Technologies China Inc | Electrotemp | 8LIECHK-BP/SP/WP/W | Bottle type | Air-cooled | Free-standing | FALSE | Hot & Cold | 1 | 23 | 0.9 | 2011-05-17 | Low Capacity | 3 | 3.0504
Foshan Shunde Midea Water Dispenser Mft. Co. Ltd. | Kissla | 601170 | Bottle type | Air-cooled | Free-standing | FALSE | Hot & Cold | 0.5 | 22 | 0.8 | 2015-01-29 | Low Capacity | 3 | 3.0899
Foshan Shunde Midea Water Dispenser Mft. Co. Ltd. | Primo | 601117 | Bottle type | Air-cooled | Free-standing | FALSE | Hot & Cold | 0.5 | 22 | 0.8 | 2014-09-05 | Low Capacity | 3 | 3.0922
Electrotemp Technologies China Inc | Viva | 8HIECH* | Bottle type | Air-cooled | Free-standing | FALSE | Hot & Cold | 1 | 23 | 0.9 | 2011-05-09 | Low Capacity | 3 | 2.9383
Water Solutions (HongKong), Ltd. | MTN Reflection | RS 110 ES | Bottle type | Air-cooled | Free-standing | FALSE | Cook (ambient) & Cold | 0.5 | 45 | 1.1 | 2010-09-28 | Low Capacity | 2 | 2.1846
Water Solutions (HongKong), Ltd. | MTN Products, Inc. | VB210LXES | Bottle type | Air-cooled | Free-standing | FALSE | Hot & Cold | 0.5 | 45 | 1.1 | 2010-03-05 | Low Capacity | 3 | 3.006
Electrotemp Technologies China Inc | Beaumark | 8HIECH-SSF | Bottle type | Air-cooled | Free-standing | FALSE | Hot & Cold | 1 | 23 | 0.9 | 2011-05-09 | Low Capacity | 3 | 3.1056
Foshan Shunde Midea Water Dispenser Mft. Co. Ltd. | Hamilton Beach | BL-6-4 | Bottle type | Air-cooled | Free-standing | FALSE | Hot & Cold | 0.5 | 22 | 0.8 | 2015-01-29 | Low Capacity | 3 | 3.1057
Water Solutions (HongKong), Ltd. | MTN Inspiration | IB210LXEZESS | Bottle type | Air-cooled | Free-standing | FALSE | Hot & Cold | 0.5 | 45 | 1.1 | 2010-04-27 | Low Capacity | 3 | 3.2304
Electrotemp Technologies China Inc | Classic | 8HIECK* | Bottle type | Air-cooled | Free-standing | FALSE | Hot & Cold | 1 | 23 | 0.9 | 2011-05-09 | Low Capacity | 3 | 2.9917
Water Solutions (HongKong), Ltd. | MTN Products, Inc. | RB215ES | Bottle type | Air-cooled | Free-standing | FALSE | Hot & Cold | 0.5 | 45 | 1.1 | 2010-03-05 | Low Capacity | 3 | 3.2025
Water Solutions (HongKong), Ltd. | MTN Inspiration | VB210LXESS | Bottle type | Air-cooled | Free-standing | FALSE | Hot & Cold | 0.5 | 45 | 1.1 | 2010-04-27 | Low Capacity | 3 | 2.8864
Electrotemp Technologies China Inc | Whirlpool | A1213352VY | Bottle type | Air-cooled | Free-standing | TRUE | Hot & Cold | 1 | 20 | 1.1 | 2015-08-03 | Low Capacity | 3 | 2.7936
Water Solutions (HongKong), Ltd. | MTN Vision | IB210ESS | Bottle type | Air-cooled | Free-standing | FALSE | Hot & Cold | 0.5 | 45 | 1.1 | 2010-04-27 | Low Capacity | 3 | 3.2162
Foshan Shunde Midea Water Dispenser Mft. Co. Ltd. | Primo | 601178 | Bottle type | Air-cooled | Free-standing | FALSE | Hot & Cold | 0.5 | 22 | 0.8 | 2015-06-05 | Low Capacity | 3 | 3.1954
Electrotemp Technologies China Inc | Classic | 8HIECHK* | Bottle type | Air-cooled | Free-standing | FALSE | Hot & Cold | 1 | 23 | 0.9 | 2011-05-09 | Low Capacity | 3 | 2.8803
Water Solutions (HongKong), Ltd. | MTN Products, Inc. | VW215LXESS | Point-of-use type | Air-cooled | Free-standing | FALSE | Hot & Cold | 0.5 | 45 | 1.1 | 2010-04-27 | Low Capacity | 3 | 2.8252
Water Solutions (HongKong), Ltd. | MTN Inspiration | VB215ESS | Point-of-use type | Air-cooled | Free-standing | FALSE | Hot & Cold | 0.5 | 45 | 1.1 | 2010-04-27 | Low Capacity | 3 | 3.1452
Water Solutions (HongKong), Ltd. | MTN Products, Inc. | DW 115 ES | Point-of-use type | Air-cooled | Free-standing | FALSE | Cook (ambient) & Cold | 0.5 | 45 | 1.1 | 2010-09-28 | Low Capacity | 2 | 1.846
Water Solutions (HongKong), Ltd. | MTN Products, Inc. | VB215ESS | Bottle type | Air-cooled | Free-standing | FALSE | Hot & Cold | 0.5 | 45 | 1.1 | 2010-03-05 | Low Capacity | 3 | 2.9855
Guangdong Midea Consumer Electric Manufacturing Co., Ltd. | Primo | 601145 | Bottle type | Air-cooled | Free-standing | FALSE | Hot & Cold | 0.5 | 22 | 0.8 | 2014-09-17 | Low Capacity | 3 | 2.7582
Midea Water Appliance Co., Ltd. | Primo | YL1131S | Pressure-type, faucet | Air-cooled | Free-standing | FALSE | Hot & Cold | 0.7 | 23 | 1.2 | 2010-10-18 | Low Capacity | 3 | 2.983
Electrotemp Technologies China Inc | Black & Decker | 8LDIECH* | Bottle type | Air-cooled | Free-standing | FALSE | Hot & Cold | 1 | 23 | 0.9 | 2011-05-17 | Low Capacity | 3 | 2.8127
Water Solutions (HongKong), Ltd. | MTN Inspiration | RS210EZES | Bottle type | Air-cooled | Free-standing | FALSE | Hot & Cold | 0.5 | 45 | 1.1 | 2010-04-27 | Low Capacity | 3 | 3.0857
Electrotemp Technologies China Inc | Electrotemp Technologies China, Inc. | 8LCK* | Bottle type | Air-cooled | Free-standing | FALSE | Hot & Cold | 1 | 23 | 0.9 | 2011-05-09 | Low Capacity | 3 | 2.8597
Electrotemp Technologies China Inc | Black & Decker | 8LIECHK-BP/SP/WP/W | Bottle type | Air-cooled | Free-standing | FALSE | Hot & Cold | 1 | 23 | 0.9 | 2011-05-17 | Low Capacity | 3 | 3.2161
Oasis International | Oasis | POVC2LRHK | Point-of-use type | Air-cooled | Free-standing | FALSE | Hot & Cold | 1 | 42 | 0.7 | 2011-01-05 | High Capacity | 4 | 3.9572
Water Solutions (HongKong), Ltd. | MTN Reflection | IW215LXESS | Point-of-use type | Air-cooled | Free-standing | FALSE | Hot & Cold | 0.5 | 45 | 1.1 | 2010-04-27 | Low Capacity | 3 | 2.88
Electrotemp Technologies China Inc | Electrotemp Technologies China, Inc. | 8LDCHK* | Bottle type | Air-cooled | Free-standing | FALSE | Hot & Cold | 1 | 23 | 0.9 | 2011-05-09 | Low Capacity | 3 | 2.9282
Foshan Shunde Midea Water Dispenser Mft. Co. Ltd. | Kissla | 601170 | Bottle type | Air-cooled | Free-standing | FALSE | Hot & Cold | 0.5 | 22 | 0.8 | 2014-09-05 | Low Capacity | 3 | 2.8942
Water Solutions (HongKong), Ltd. | MTN Reflection | RS210EZESS | Bottle type | Air-cooled | Free-standing | FALSE | Hot & Cold | 0.5 | 45 | 1.1 | 2010-04-27 | Low Capacity | 3 | 2.9998
Water Solutions (HongKong), Ltd. | MTN Vision | IB215LXESS | Point-of-use type | Air-cooled | Free-standing | FALSE | Hot & Cold | 0.5 | 45 | 1.1 | 2010-04-27 | Low Capacity | 3 | 2.8659
Water Solutions (HongKong), Ltd. | MTN Products, Inc. | VW210ES | Bottle type | Air-cooled | Free-standing | FALSE | Hot & Cold | 0.5 | 45 | 1.1 | 2010-03-05 | Low Capacity | 3 | 2.8227
Water Solutions (HongKong), Ltd. | MTN Reflection | RP215ES | Point-of-use type | Air-cooled | Free-standing | FALSE | Hot & Cold | 0.5 | 45 | 1.1 | 2010-04-27 | Low Capacity | 3 | 3.0207
Electrotemp Technologies China Inc | Electrotemp Technologies China, Inc. | 8HDIECHK* | Bottle type | Air-cooled | Free-standing | FALSE | Hot & Cold | 1 | 23 | 0.9 | 2011-05-09 | Low Capacity | 3 | 2.9644
Oasis International | Oasis | BPA1SK | Bottle type | Air-cooled | Free-standing | FALSE | Cook (ambient) & Cold | 0.5 |  | 0.1 | 2011-01-05 | Low Capacity | 2 | 2.1933
AVANTI PRODUCTS LLC | Avanti | WD363P | Bottle type | Air-cooled | Free-standing | FALSE | Hot & Cold | 1 | 21 | 0.6 | 2011-08-15 | Low Capacity | 3 | 2.8517
Water Solutions (HongKong), Ltd. | MTN Reflection | VB210EZES | Bottle type | Air-cooled | Free-standing | FALSE | Hot & Cold | 0.5 | 45 | 1.1 | 2010-04-27 | Low Capacity | 3 | 2.8284
Foshan Shunde Midea Water Dispenser Mft. Co. Ltd. | Primo | 601200 | Bottle type | Air-cooled | Free-standing | FALSE | Hot & Cold | 0.5 | 22 | 0.7 | 2015-03-12 | Low Capacity | 3 | 3.0864
Oasis International | Oasis | POUSA1SHA | Point-of-use type | Air-cooled | Free-standing | FALSE | Hot & Cold | 0.5 | 42 | 0.6 | 2011-01-05 | Low Capacity | 3 | 2.8285
Water Solutions (HongKong), Ltd. | MTN Inspiration | IW210LXESS | Bottle type | Air-cooled | Free-standing | FALSE | Hot & Cold | 0.5 | 45 | 1.1 | 2010-04-27 | Low Capacity | 3 | 2.9606
Water Solutions (HongKong), Ltd. | MTN Reflection | IB215LXESS | Point-of-use type | Air-cooled | Free-standing | FALSE | Hot & Cold | 0.5 | 45 | 1.1 | 2010-04-27 | Low Capacity | 3 | 2.8277
Water Solutions (HongKong), Ltd. | MTN Vision | RW210EZES | Bottle type | Air-cooled | Free-standing | FALSE | Hot & Cold | 0.5 | 45 | 1.1 | 2010-04-27 | Low Capacity | 3 | 2.7719
Electrotemp Technologies China Inc | Electrotemp Technologies China, Inc. | 8LCHK* | Bottle type | Air-cooled | Free-standing | FALSE | Hot & Cold | 1 | 23 | 0.9 | 2011-05-09 | Low Capacity | 3 | 3.2401
Foshan Shunde Midea Water Dispenser Mft. Co. Ltd. | Primo | 601121 | Bottle type | Air-cooled | Free-standing | FALSE | Hot & Cold | 0.5 | 22 | 0.8 | 2014-01-17 | Low Capacity | 3 | 3.1847
Guangdong Midea Consumer Electric Manufacturing Co., Ltd. | Primo | 601141 | Bottle type | Air-cooled | Free-standing | FALSE | Hot & Cold | 0.5 | 22 | 0.7 | 2014-09-17 | Low Capacity | 3 | 2.8171
Electrotemp Technologies China Inc | Electrotemp Technologies China, Inc. | 8LDIECH* | Bottle type | Air-cooled | Free-standing | FALSE | Hot & Cold | 1 | 23 | 0.9 | 2011-05-09 | Low Capacity | 3 | 3.099
Water Solutions (HongKong), Ltd. | MTN Products, Inc. | RP215ESS | Point-of-use type | Air-cooled | Free-standing | FALSE | Hot & Cold | 0.5 | 45 | 1.1 | 2010-04-27 | Low Capacity | 3 | 2.7534
Electrotemp Technologies China Inc | Viva | 8HCH* | Bottle type | Air-cooled | Free-standing | FALSE | Hot & Cold | 1 | 23 | 0.9 | 2011-05-09 | Low Capacity | 3 | 2.7984
Electrotemp Technologies China Inc | Electrotemp | 8LDCHK* | Bottle type | Air-cooled | Free-standing | FALSE | Hot & Cold | 1 | 23 | 0.9 | 2011-05-17 | Low Capacity | 3 | 2.9705
Foshan Shunde Midea Water Dispenser Mft. Co. Ltd. | Primo | 601090C2 | Bottle type | Air-cooled | Free-standing | FALSE | Hot & Cold | 0.5 | 22 | 0.8 | 2014-09-05 | Low Capacity | 3 | 3.1429
Water Solutions (HongKong), Ltd. | MTN Inspiration | IB215ESS | Point-of-use type | Air-cooled | Free-standing | FALSE | Hot & Cold | 0.5 | 45 | 1.1 | 2010-04-27 | Low Capacity | 3 | 2.8714
Guangdong Midea Consumer Electric Manufacturing Co., Ltd. | Primo | 601167 | Bottle type | Air-cooled | Free-standing | FALSE | Hot & Cold | 0.5 | 22 | 0.8 | 2014-09-17 | Low Capacity | 3 | 3.0655
Guangdong Midea Consumer Electric Manufacturing Co., Ltd. | Primo | 601090C2 | Bottle type | Air-cooled | Free-standing | FALSE | Hot & Cold | 0.5 | 22 | 0.8 | 2014-09-17 | Low Capacity | 3 | 3.1869
Water Solutions (HongKong), Ltd. | MTN Reflection | VW210LXES | Bottle type | Air-cooled | Free-standing | FALSE | Hot & Cold | 0.5 | 45 | 1.1 | 2010-04-27 | Low Capacity | 3 | 2.9749
Electrotemp Technologies China Inc | Electrotemp | 8LIECK* | Bottle type | Air-cooled | Free-standing | FALSE | Hot & Cold | 1 | 23 | 0.9 | 2011-05-17 | Low Capacity | 3 | 3.2183
Foshan Shunde Midea Water Dispenser Mft. Co. Ltd. | Primo | 900137 | Bottle type | Air-cooled | Free-standing | FALSE | Hot & Cold | 0.5 | 22 | 0.7 | 2014-09-05 | Low Capacity | 3 | 2.9293
Water Solutions (HongKong), Ltd. | MTN Inspiration | IW 115 ES | Point-of-use type | Air-cooled | Free-standing | FALSE | Cook (ambient) & Cold | 0.5 | 45 | 1.1 | 2010-09-28 | Low Capacity | 2 | 2.0759
Water Solutions (HongKong), Ltd. | MTN Inspiration | VB210ESS | Bottle type | Air-cooled | Free-standing | FALSE | Hot & Cold | 0.5 | 45 | 1.1 | 2010-04-27 | Low Capacity | 3 | 3.101
Midea Water Appliance Co., Ltd. | Garrison | MYL1031S | Bottle type | Air-cooled | Free-standing | FALSE | Cook (ambient) & Cold | 0.4 | 23 | 1.2 | 2010-05-17 | Low Capacity | 2 | 1.8966
Foshan Shunde Midea Water Dispenser Mft. Co. Ltd. | Hamilton Beach | BL-1-4 | Bottle type | Air-cooled | Free-standing | FALSE | Hot & Cold | 0.5 | 22 | 0.8 | 2015-01-29 | Low Capacity | 3 | 2.9823
Electrotemp Technologies China Inc | Beaumark | 8HDCH* | Bottle type | Air-cooled | Free-standing | FALSE | Hot & Cold | 1 | 23 | 0.9 | 2011-05-09 | Low Capacity | 3 | 3.112
Oasis International | Oasis | POUSE1SHS | Point-of-use type | Air-cooled | Free-standing | FALSE | Hot & Cold | 0.5 | 42 | 1.1 | 2011-01-05 | Low Capacity | 3 | 2.7676
Water Solutions (HongKong), Ltd. | MTN Vision | RB210ES | Bottle type | Air-cooled | Free-standing | FALSE | Hot & Cold | 0.5 | 45 | 1.1 | 2010-04-27 | Low Capacity | 3 | 2.8969
Water Solutions (HongKong), Ltd. | MTN Reflection | RP 110 ES | Bottle type | Air-cooled | Free-standing | FALSE | Cook (ambient) & Cold | 0.5 | 45 | 1.1 | 2010-09-28 | Low Capacity | 2 | 1.9215
Electrotemp Technologies China Inc | Viva | 8LDIECH* | Bottle type | Air-cooled | Free-standing | FALSE | Hot & Cold | 1 | 23 | 0.9 | 2011-05-09 | Low Capacity | 3 | 2.7644
Water Solutions (HongKong), Ltd. | MTN Vision | RB215ESS | Point-of-use type | Air-cooled | Free-standing | FALSE | Hot & Cold | 0.5 | 45 | 1.1 | 2010-04-27 | Low Capacity | 3 | 2.9415
Water Solutions (HongKong), Ltd. | MTN Vision | VW 110 ES | Bottle type | Air-cooled | Free-standing | FALSE | Cook (ambient) & Cold | 0.5 | 45 | 1.1 | 2010-09-28 | Low Capacity | 2 | 1.7996
Electrotemp Technologies China Inc | Beaumark | 8LIECH* | Bottle type | Air-cooled | Free-standing | FALSE | Hot & Cold | 1 | 23 | 0.9 | 2011-05-09 | Low Capacity | 3 | 2.9008
Electrotemp Technologies China Inc | Electrotemp Technologies China, Inc. | 8HCH* | Bottle type | Air-cooled | Free-standing | FALSE | Hot & Cold | 1 | 23 | 0.9 | 2011-05-09 | Low Capacity | 3 | 2.9419
Water Solutions (HongKong), Ltd. | MTN Products, Inc. | RW210ESS | Bottle type | Air-cooled | Free-standing | FALSE | Hot & Cold | 0.5 | 45 | 1.1 | 2010-03-05 | Low Capacity | 3 | 2.7963
Water Solutions (HongKong), Ltd. | MTN Reflection | VB210LXES | Bottle type | Air-cooled | Free-standing | FALSE | Hot & Cold | 0.5 | 45 | 1.1 | 2010-04-27 | Low Capacity | 3 | 2.9075
Water Solutions (HongKong), Ltd. | MTN Inspiration | IW215ES | Point-of-use type | Air-cooled | Free-standing | FALSE | Hot & Cold | 0.5 | 45 | 1.1 | 2010-04-27 | Low Capacity | 3 | 3.1479
Electrotemp Technologies China Inc | Viva | 8LIECH-SSF | Bottle type | Air-cooled | Free-standing | FALSE | Hot & Cold | 1 | 23 | 0.9 | 2011-05-09 | Low Capacity | 3 | 3.158
Foshan Shunde Midea Water Dispenser Mft. Co. Ltd. | Primo | 601088 | Bottle type | Air-cooled | Free-standing | FALSE | Hot & Cold | 0.5 | 22 | 0.8 | 2015-01-29 | Low Capacity | 3 | 3.2026
Electrotemp Technologies China Inc | Black & Decker | 8HDIECH* | Bottle type | Air-cooled | Free-standing | FALSE | Hot & Cold | 1 | 23 | 0.9 | 2011-05-17 | Low Capacity | 3 | 2.8567
Foshan Shunde Midea Water Dispenser Mft. Co. Ltd. | Hamilton Beach | BL-8-4 | Bottle type | Air-cooled | Free-standing | FALSE | Hot & Cold | 0.5 | 22 | 0.8 | 2015-01-29 | Low Capacity | 3 | 3.2467
Water Solutions (HongKong), Ltd. | MTN Reflection | IB210EZESS | Bottle type | Air-cooled | Free-standing | FALSE | Hot & Cold | 0.5 | 45 | 1.1 | 2010-04-27 | Low Capacity | 3 | 2.9611
Electrotemp Technologies China Inc | Classic | 8LDCH* | Bottle type | Air-cooled | Free-standing | FALSE | Hot & Cold | 1 | 23 | 0.9 | 2011-05-09 | Low Capacity | 3 | 2.8669
Electrotemp Technologies China Inc | Viva | 8LIECH-BP/SP/WP/W | Bottle type | Air-cooled | Free-standing | FALSE | Hot & Cold | 1 | 23 | 0.9 | 2011-05-09 | Low Capacity | 3 | 3.2237
Electrotemp Technologies China Inc | Electrotemp | 8HDIECH* | Bottle type | Air-cooled | Free-standing | FALSE | Hot & Cold | 1 | 23 | 0.9 | 2011-05-17 | Low Capacity | 3 | 3.2072
Oasis International | Oasis | POU1CCTHS | Point-of-use type | Air-cooled | Free-standing | FALSE | Hot & Cold | 0.5 | 42 | 1.1 | 2011-01-05 | Low Capacity | 3 | 2.8411
Water Solutions (HongKong), Ltd. | MTN Inspiration | IB215ES | Point-of-use type | Air-cooled | Free-standing | FALSE | Hot & Cold | 0.5 | 45 | 1.1 | 2010-04-27 | Low Capacity | 3 | 2.9992
Foshan Shunde Midea Water Dispenser Mft. Co. Ltd. | Kissla | 601154 | Bottle type | Air-cooled | Free-standing | FALSE | Hot & Cold | 0.5 | 22 | 0.8 | 2015-01-29 | Low Capacity | 3 | 3.0542
Water Solutions (HongKong), Ltd. | MTN Reflection | IB210LXES | Bottle type | Air-cooled | Free-standing | FALSE | Hot & Cold | 0.5 | 45 | 1.1 | 2010-04-27 | Low Capacity | 3 | 2.9834
Water Solutions (HongKong), Ltd. | MTN Vision | RS210ES | Bottle type | Air-cooled | Free-standing | FALSE | Hot & Cold | 0.5 | 45 | 1.1 | 2010-04-27 | Low Capacity | 3 | 3.1634
Electrotemp Technologies China Inc | Electrotemp | 8HCK* | Bottle type | Air-cooled | Free-standing | FALSE | Hot & Cold | 1 | 23 | 0.9 | 2011-05-17 | Low Capacity | 3 | 2.7645
Water Solutions (HongKong), Ltd. | MTN Reflection | RS215ESS | Point-of-use type | Air-cooled | Free-standing | FALSE | Hot & Cold | 0.5 | 45 | 1.1 | 2010-04-27 | Low Capacity | 3 | 2.8614
Formosa Prosonic Industries Berhad | IGO Direct | F828H(OPP-BW) | Bottle type | Air-cooled | Free-standing | FALSE | Hot & Cold | 0.5 | 45 | 1 | 2012-08-15 | Low Capacity | 3 | 3.2187
Foshan Shunde Midea Water Dispenser Mft. Co. Ltd. | Kissla | 601171 | Bottle type | Air-cooled | Free-standing | FALSE | Hot & Cold | 0.5 | 22 | 0.8 | 2015-01-29 | Low Capacity | 3 | 3.1336
Foshan Shunde Midea Water Dispenser Mft. Co. Ltd. | Kissla | 601162 | Bottle type | Air-cooled | Free-standing | FALSE | Hot & Cold | 0.5 | 22 | 0.7 | 2014-09-05 | Low Capacity | 3 | 3.043
Guangdong Midea Consumer Electric Manufacturing Co., Ltd. | Kissla | 601155 | Bottle type | Air-cooled | Free-standing | FALSE | Hot & Cold | 0.5 | 22 | 0.8 | 2014-09-17 | Low Capacity | 3 | 2.9526
Electrotemp Technologies China Inc | Electrotemp | 8LIECHK* | Bottle type | Air-cooled | Free-standing | FALSE | Hot & Cold | 1 | 23 | 0.9 | 2011-05-17 | Low Capacity | 3 | 3.1238
Water Solutions (HongKong), Ltd. | MTN Inspiration | VB215LXES | Point-of-use type | Air-cooled | Free-standing | FALSE | Hot & Cold | 0.5 | 45 | 1.1 | 2010-04-27 | Low Capacity | 3 | 3.0927
Guangdong Midea Consumer Electric Manufacturing Co., Ltd. | Primo | 601121 | Bottle type | Air-cooled | Free-standing | FALSE | Hot & Cold | 0.5 | 22 | 0.7 | 2014-09-17 | Low Capacity | 3 | 2.8369
Water Solutions (HongKong), Ltd. | MTN Reflection | DW215ES | Point-of-use type | Air-cooled | Free-standing | FALSE | Hot & Cold | 0.5 | 45 | 1.1 | 2010-04-27 | Low Capacity | 3 | 2.9094
Electrotemp Technologies China Inc | Beaumark | 8HIECHK-SSF | Bottle type | Air-cooled | Free-standing | FALSE | Hot & Cold | 1 | 23 | 0.9 | 2011-05-09 | Low Capacity | 3 | 3.0391
Electrotemp Technologies China Inc | Beaumark | 8HIECH* | Bottle type | Air-cooled | Free-standing | FALSE | Hot & Cold | 1 | 23 | 0.9 | 2011-05-09 | Low Capacity | 3 | 2.9472
Foshan Shunde Midea Water Dispenser Mft. Co. Ltd. | Primo | 601090C | Bottle type | Air-cooled | Free-standing | FALSE | Hot & Cold | 0.5 | 22 | 0.8 | 2015-01-29 | Low Capacity | 3 | 3.1101
Water Solutions (HongKong), Ltd. | MTN Inspiration | RP210EZESS | Bottle type | Air-cooled | Free-standing | FALSE | Hot & Cold | 0.5 | 45 | 1.1 | 2010-04-27 | Low Capacity | 3 | 3.1215
Foshan Shunde Midea Water Dispenser Mft. Co. Ltd. | Primo | 601159 | Bottle type | Air-cooled | Free-standing | FALSE | Hot & Cold | 0.5 | 22 | 0.8 | 2015-01-29 | Low Capacity | 3 | 3.2299
Midea Water Appliance Co., Ltd. | Garrison | MYLd1031S | Bottle type | Air-cooled | Free-standing | FALSE | Cook (ambient) & Cold | 0.4 |  | 0.2 | 2010-05-24 | Low Capacity | 2 | 1.8136
Electrotemp Technologies China Inc | Beaumark | 8HIECHK* | Bottle type | Air-cooled | Free-standing | FALSE | Hot & Cold | 1 | 23 | 0.9 | 2011-05-09 | Low Capacity | 3 | 2.9365
Water Solutions (HongKong), Ltd. | MTN Vision | IW210EZESS | Bottle type | Air-cooled | Free-standing | FALSE | Hot & Cold | 0.5 | 45 | 1.1 | 2010-04-27 | Low Capacity | 3 | 3.1903
Water Solutions (HongKong), Ltd. | MTN Inspiration | VW215ESS | Point-of-use type | Air-cooled | Free-standing | FALSE | Hot & Cold | 0.5 | 45 | 1.1 | 2010-04-27 | Low Capacity | 3 | 3.1098
Water Solutions (HongKong), Ltd. | MTN Reflection | IW210LXEZES | Bottle type | Air-cooled | Free-standing | FALSE | Hot & Cold | 0.5 | 45 | 1.1 | 2010-04-27 | Low Capacity | 3 | 3.2496
Guangdong Midea Consumer Electric Manufacturing Co., Ltd. | Primo | 601143 | Bottle type | Air-cooled | Free-standing | FALSE | Hot & Cold | 0.5 | 22 | 0.8 | 2014-09-17 | Low Capacity | 3 | 3.0587
Oasis International | Oasis | POC2LRHK | Point-of-use type | Air-cooled | Free-standing | FALSE | Hot & Cold | 1 | 42 | 0.7 | 2011-01-05 | High Capacity | 4 | 4.0037
Water Solutions (HongKong), Ltd. | MTN Inspiration | VB210EZESS | Bottle type | Air-cooled | Free-standing | FALSE | Hot & Cold | 0.5 | 45 | 1.1 | 2010-04-27 | Low Capacity | 3 | 2.969
Water Solutions (HongKong), Ltd. | MTN Products, Inc. | IW210LXESS | Bottle type | Air-cooled | Free-standing | FALSE | Hot & Cold | 0.5 | 45 | 1.1 | 2010-03-05 | Low Capacity | 3 | 2.7857
Water Solutions (HongKong), Ltd. | MTN Reflection | IW210LXEZESS | Bottle type | Air-cooled | Free-standing | FALSE | Hot & Cold | 0.5 | 45 | 1.1 | 2010-04-27 | Low Capacity | 3 | 3.2228
Electrotemp Technologies China Inc | Classic | 8LIECHK* | Bottle type | Air-cooled | Free-standing | FALSE | Hot & Cold | 1 | 23 | 0.9 | 2011-05-09 | Low Capacity | 3 | 3.0128
Water Solutions (HongKong), Ltd. | MTN Products, Inc. | IW210ESS | Bottle type | Air-cooled | Free-standing | FALSE | Hot & Cold | 0.5 | 45 | 1.1 | 2010-03-05 | Low Capacity | 3 | 2.979
Electrotemp Technologies China Inc | Viva | 8LDCH* | Bottle type | Air-cooled | Free-standing | FALSE | Hot & Cold | 1 | 23 | 0.9 | 2011-05-09 | Low Capacity | 3 | 3.2354
Water Solutions (HongKong), Ltd. | MTN Products, Inc. | VW210LXES | Bottle type | Air-cooled | Free-standing | FALSE | Hot & Cold | 0.5 | 45 | 1.1 | 2010-03-05 | Low Capacity | 3 | 2.859
Guangdong Midea Consumer Electric Manufacturing Co., Ltd. | Kissla | 601170 | Bottle type | Air-cooled | Free-standing | FALSE | Hot & Cold | 0.5 | 22 | 0.8 | 2014-09-17 | Low Capacity | 3 | 2.972
Water Solutions (HongKong), Ltd. | MTN Inspiration | IW 110 ES | Bottle type | Air-cooled | Free-standing | FALSE | Cook (ambient) & Cold | 0.5 | 45 | 1.1 | 2010-09-28 | Low Capacity | 2 | 1.803
Water Solutions (HongKong), Ltd. | MTN Vision | VW215LXESS | Point-of-use type | Air-cooled | Free-standing | FALSE | Hot & Cold | 0.5 | 45 | 1.1 | 2010-04-27 | Low Capacity | 3 | 3.0648
Water Solutions (HongKong), Ltd. | MTN Vision | VW 110 LX EZ ES | Bottle type | Air-cooled | Free-standing | FALSE | Cook (ambient) & Cold | 0.5 | 45 | 1.1 | 2010-09-28 | Low Capacity | 2 | 2.0798
Water Solutions (HongKong), Ltd. | MTN Reflection | IW210ESS | Bottle type | Air-cooled | Free-standing | FALSE | Hot & Cold | 0.5 | 45 | 1.1 | 2010-04-27 | Low Capacity | 3 | 3.0876
Water Solutions (HongKong), Ltd. | MTN Products, Inc. | RP210EZESS | Bottle type | Air-cooled | Free-standing | FALSE | Hot & Cold | 0.5 | 45 | 1.1 | 2010-03-05 | Low Capacity | 3 | 2.8371
Water Solutions (HongKong), Ltd. | MTN Inspiration | RB210EZES | Bottle type | Air-cooled | Free-standing | FALSE | Hot & Cold | 0.5 | 45 | 1.1 | 2010-04-27 | Low Capacity | 3 | 2.8201
Electrotemp Technologies China Inc | Electrotemp | 8LDIECHK* | Bottle type | Air-cooled | Free-standing | FALSE | Hot & Cold | 1 | 23 | 0.9 | 2011-05-17 | Low Capacity | 3 | 3.2311
Water Solutions (HongKong), Ltd. | MTN Products, Inc. | RB210EZESS | Bottle type | Air-cooled | Free-standing | FALSE | Hot & Cold | 0.5 | 45 | 1.1 | 2010-03-05 | Low Capacity | 3 | 2.869
Foshan Shunde Midea Water Dispenser Mft. Co. Ltd. | Kissla | 601171 | Bottle type | Air-cooled | Free-standing | FALSE | Hot & Cold | 0.5 | 22 | 0.8 | 2014-09-05 | Low Capacity | 3 | 3.0633
Water Solutions (HongKong), Ltd. | MTN Vision | IB210LXEZES | Bottle type | Air-cooled | Free-standing | FALSE | Hot & Cold | 0.5 | 45 | 1.1 | 2010-04-27 | Low Capacity | 3 | 2.9786
Water Solutions (HongKong), Ltd. | MTN Reflection | IW210ES | Bottle type | Air-cooled | Free-standing | FALSE | Hot & Cold | 0.5 | 45 | 1.1 | 2010-04-27 | Low Capacity | 3 | 2.9626
Foshan Shunde Midea Water Dispenser Mft. Co. Ltd. | Midea | YL1248S | Bottle type | Air-cooled | Free-standing | FALSE | Hot & Cold | 0.5 | 22 | 0.8 | 2015-06-05 | Low Capacity | 3 | 2.9332
Foshan Shunde Midea Water Dispenser Mft. Co. Ltd. | Hamilton Beach | BL-5-4 | Bottle type | Air-cooled | Free-standing | FALSE | Hot & Cold | 0.5 | 22 | 0.8 | 2014-09-05 | Low Capacity | 3 | 3.1753
Water Solutions (HongKong), Ltd. | MTN Products, Inc. | DW 110 EZ ES | Bottle type | Air-cooled | Free-standing | FALSE | Cook (ambient) & Cold | 0.5 | 45 | 1.1 | 2010-09-28 | Low Capacity | 2 | 2.0287
Foshan Shunde Midea Water Dispenser Mft. Co. Ltd. | Primo | 601131 | Bottle type | Air-cooled | Free-standing | FALSE | Hot & Cold | 0.5 | 22 | 0.7 | 2015-01-29 | Low Capacity | 3 | 3.2248
Electrotemp Technologies China Inc | Black & Decker | 8LDIECHK* | Bottle type | Air-cooled | Free-standing | FALSE | Hot & Cold | 1 | 23 | 0.9 | 2011-05-17 | Low Capacity | 3 | 3.0382
Water Solutions (HongKong), Ltd. | MTN Reflection | RW210EZESS | Bottle type | Air-cooled | Free-standing | FALSE | Hot & Cold | 0.5 | 45 | 1.1 | 2010-04-27 | Low Capacity | 3 | 3.0953
Water Solutions (HongKong), Ltd. | MTN Reflection | IW210EZES | Bottle type | Air-cooled | Free-standing | FALSE | Hot & Cold | 0.5 | 45 | 1.1 | 2010-04-27 | Low Capacity | 3 | 3.0822
Electrotemp Technologies China Inc | Electrotemp Technologies China, Inc. | 8HCHK* | Bottle type | Air-cooled | Free-standing | FALSE | Hot & Cold | 1 | 23 | 0.9 | 2011-05-09 | Low Capacity | 3 | 2.7799
Foshan Shunde Midea Water Dispenser Mft. Co. Ltd. | Midea | YL1534S | Bottle type | Air-cooled | Free-standing | FALSE | Hot & Cold | 0.5 | 22 | 0.8 | 2015-06-05 | Low Capacity | 3 | 3.0838
Water Solutions (HongKong), Ltd. | MTN Inspiration | IW210EZESS | Bottle type | Air-cooled | Free-standing | FALSE | Hot & Cold | 0.5 | 45 | 1.1 | 2010-04-27 | Low Capacity | 3 | 3.1097
Foshan Shunde Midea Water Dispenser Mft. Co. Ltd. | Hamilton Beach | BL-2-4 | Bottle type | Air-cooled | Free-standing | FALSE | Hot & Cold | 0.5 | 22 | 0.8 | 2014-09-05 | Low Capacity | 3 | 3.0056
Water Solutions (HongKong), Ltd. | MTN Reflection | RS210ES | Bottle type | Air-cooled | Free-standing | FALSE | Hot & Cold | 0.5 | 45 | 1.1 | 2010-04-27 | Low Capacity | 3 | 2.7788
Water Solutions (HongKong), Ltd. | MTN Reflection | RW210ESS | Bottle type | Air-cooled | Free-standing | FALSE | Hot & Cold | 0.5 | 45 | 1.1 | 2010-04-27 | Low Capacity | 3 | 3.2333
Water Solutions (HongKong), Ltd. | MTN Vision | VB215LXESS | Point-of-use type | Air-cooled | Free-standing | FALSE | Hot & Cold | 0.5 | 45 | 1.1 | 2010-04-27 | Low Capacity | 3 | 2.9508
Guangdong Midea Consumer Electric Manufacturing Co., Ltd. | Kissla | 601154 | Bottle type | Air-cooled | Free-standing | FALSE | Hot & Cold | 0.5 | 22 | 0.8 | 2014-09-17 | Low Capacity | 3 | 3.1459
Water Solutions (HongKong), Ltd. | MTN Inspiration | IB 115 LX ES | Point-of-use type | Air-cooled | Free-standing | FALSE | Cook (ambient) & Cold | 0.5 | 45 | 1.1 | 2010-09-28 | Low Capacity | 2 | 1.9504
Guangdong Midea Consumer Electric Manufacturing Co., Ltd. | Primo | 601177 | Bottle type | Air-cooled | Free-standing | FALSE | Hot & Cold | 0.5 | 22 | 0.8 | 2014-09-15 | Low Capacity | 3 | 3.0063
Water Solutions (HongKong), Ltd. | MTN Vision | VB215ESS | Point-of-use type | Air-cooled | Free-standing | FALSE | Hot & Cold | 0.5 | 45 | 1.1 | 2010-04-27 | Low Capacity | 3 | 3.09
Foshan Shunde Midea Water Dispenser Mft. Co. Ltd. | Primo | 601142 | Bottle type | Air-cooled | Free-standing | FALSE | Hot & Cold | 0.5 | 22 | 0.8 | 2014-09-05 | Low Capacity | 3 | 2.933
Foshan Shunde Midea Water Dispenser Mft. Co. Ltd. | Primo | 601132 | Bottle type | Air-cooled | Free-standing | FALSE | Hot & Cold | 0.5 | 22 | 0.7 | 2015-01-29 | Low Capacity | 3 | 3.1292
Water Solutions (HongKong), Ltd. | MTN Products, Inc. | VB210LXESS | Bottle type | Air-cooled | Free-standing | FALSE | Hot & Cold | 0.5 | 45 | 1.1 | 2010-03-05 | Low Capacity | 3 | 2.9521
Water Solutions (HongKong), Ltd. | MTN Vision | VB 110 ES | Bottle type | Air-cooled | Free-standing | FALSE | Cook (ambient) & Cold | 0.5 | 45 | 1.1 | 2010-09-28 | Low Capacity | 2 | 1.8668
Water Solutions (HongKong), Ltd. | MTN Products, Inc. | VW210LXEZES | Bottle type | Air-cooled | Free-standing | FALSE | Hot & Cold | 0.5 | 45 | 1.1 | 2010-03-05 | Low Capacity | 3 | 3.1378
Water Solutions (HongKong), Ltd. | MTN Products, Inc. | DW215ES | Point-of-use type | Air-cooled | Free-standing | FALSE | Hot & Cold | 0.5 | 45 | 1.1 | 2010-04-27 | Low Capacity | 3 | 2.9334
Water Solutions (HongKong), Ltd. | MTN Inspiration | IW215ESS | Point-of-use type | Air-cooled | Free-standing | FALSE | Hot & Cold | 0.5 | 45 | 1.1 | 2010-04-27 | Low Capacity | 3 | 3.1156
Foshan Shunde Midea Water Dispenser Mft. Co. Ltd. | Kissla | 601172 | Bottle type | Air-cooled | Free-standing | FALSE | Hot & Cold | 0.5 | 22 | 0.8 | 2015-01-29 | Low Capacity | 3 | 2.7815
Water Solutions (HongKong), Ltd. | MTN Products, Inc. | RP215ESS | Bottle type | Air-cooled | Free-standing | FALSE | Hot & Cold | 0.5 | 45 | 1.1 | 2010-03-05 | Low Capacity | 3 | 3.1024
Water Solutions (HongKong), Ltd. | MTN Products, Inc. | RW215ESS | Bottle type | Air-cooled | Free-standing | FALSE | Hot & Cold | 0.5 | 45 | 1.1 | 2010-03-05 | Low Capacity | 3 | 3.2079
Water Solutions (HongKong), Ltd. | MTN Products, Inc. | IB215LXESS | Point-of-use type | Air-cooled | Free-standing | FALSE | Hot & Cold | 0.5 | 45 | 1.1 | 2010-04-27 | Low Capacity | 3 | 2.959
Water Solutions (HongKong), Ltd. | MTN Vision | RP215ESS | Point-of-use type | Air-cooled | Free-standing | FALSE | Hot & Cold | 0.5 | 45 | 1.1 | 2010-04-27 | Low Capacity | 3 | 3.0667
Electrotemp Technologies China Inc | Black & Decker | 8HIECH-SSF | Bottle type | Air-cooled | Free-standing | FALSE | Hot & Cold | 1 | 23 | 0.9 | 2011-05-17 | Low Capacity | 3 | 2.9612
Foshan Shunde Midea Water Dispenser Mft. Co. Ltd. | Primo | 601160 | Bottle type | Air-cooled | Free-standing | FALSE | Hot & Cold | 0.5 | 22 | 0.8 | 2014-09-05 | Low Capacity | 3 | 3.0449
Foshan Shunde Midea Water Dispenser Mft. Co. Ltd. | Primo | 601089 | Bottle type | Air-cooled | Free-standing | FALSE | Hot & Cold | 0.5 | 22 | 0.8 | 2015-01-29 | Low Capacity | 3 | 3.0226
Water Solutions (HongKong), Ltd. | MTN Vision | VB210EZES | Bottle type | Air-cooled | Free-standing | FALSE | Hot & Cold | 0.5 | 45 | 1.1 | 2010-04-27 | Low Capacity | 3 | 2.895
Foshan Shunde Midea Water Dispenser Mft. Co. Ltd. | Primo | 601166 | Bottle type | Air-cooled | Free-standing | FALSE | Hot & Cold | 0.5 | 22 | 0.8 | 2015-01-29 | Low Capacity | 3 | 3.1539
Guangdong Midea Consumer Electric Manufacturing Co., Ltd. | Primo | 601132 | Bottle type | Air-cooled | Free-standing | FALSE | Hot & Cold | 0.5 | 22 | 0.7 | 2014-09-17 | Low Capacity | 3 | 2.9022
Water Solutions (HongKong), Ltd. | MTN Products, Inc. | RB210EZES | Bottle type | Air-cooled | Free-standing | FALSE | Hot & Cold | 0.5 | 45 | 1.1 | 2010-03-05 | Low Capacity | 3 | 3.2459
Foshan Shunde Midea Water Dispenser Mft. Co. Ltd. | Kissla | 601155 | Bottle type | Air-cooled | Free-standing | FALSE | Hot & Cold | 0.5 | 22 | 0.8 | 2015-01-29 | Low Capacity | 3 | 2.8386
Electrotemp Technologies China Inc | Black & Decker | 8LDCH* | Bottle type | Air-cooled | Free-standing | FALSE | Hot & Cold | 1 | 23 | 0.9 | 2011-05-17 | Low Capacity | 3 | 2.8976
Electrotemp Technologies China Inc | Electrotemp Technologies China, Inc. | 8LIECK | Bottle type | Air-cooled | Free-standing | FALSE | Hot & Cold | 1 | 23 | 0.9 | 2011-05-09 | Low Capacity | 3 | 2.9394
Electrotemp Technologies China Inc | Viva | 8HDIECH* | Bottle type | Air-cooled | Free-standing | FALSE | Hot & Cold | 1 | 23 | 0.9 | 2011-05-09 | Low Capacity | 3 | 3.1745
Water Solutions (HongKong), Ltd. | MTN Reflection | IW215ESS | Point-of-use type | Air-cooled | Free-standing | FALSE | Hot & Cold | 0.5 | 45 | 1.1 | 2010-04-27 | Low Capacity | 3 | 3.1542
Foshan Shunde Midea Water Dispenser Mft. Co. Ltd. | Primo | 601000 | Bottle type | Air-cooled | Free-standing | FALSE | Hot & Cold | 0.5 | 22 | 0.8 | 2015-01-29 | Low Capacity | 3 | 2.8373
Electrotemp Technologies China Inc | Viva | 8HCK* | Bottle type | Air-cooled | Free-standing | FALSE | Hot & Cold | 1 | 23 | 0.9 | 2011-05-09 | Low Capacity | 3 | 2.963
Midea Water Appliance Co., Ltd. | Primo | 900128 | Bottle type | Air-cooled | Free-standing | FALSE | Hot & Cold | 0.7 | 23 | 1.2 | 2010-10-18 | Low Capacity | 3 | 2.9977
Electrotemp Technologies China Inc | Beaumark | 8LDCH* | Bottle type | Air-cooled | Free-standing | FALSE | Hot & Cold | 1 | 23 | 0.9 | 2011-05-09 | Low Capacity | 3 | 2.8715
Water Solutions (HongKong), Ltd. | MTN Inspiration | VW215LXES | Point-of-use type | Air-cooled | Free-standing | FALSE | Hot & Cold | 0.5 | 45 | 1.1 | 2010-04-27 | Low Capacity | 3 | 2.8033
Foshan Shunde Midea Water Dispenser Mft. Co. Ltd. | Primo | 601167 | Bottle type | Air-cooled | Free-standing | FALSE | Hot & Cold | 0.5 | 22 | 0.8 | 2015-01-29 | Low Capacity | 3 | 3.2454
Electrotemp Technologies China Inc | Electrotemp | 8LDCH* | Bottle type | Air-cooled | Free-standing | FALSE | Hot & Cold | 1 | 23 | 0.9 | 2011-05-17 | Low Capacity | 3 | 3.0194
Water Solutions (HongKong), Ltd. | MTN Reflection | RP210ESS | Bottle type | Air-cooled | Free-standing | FALSE | Hot & Cold | 0.5 | 45 | 1.1 | 2010-04-27 | Low Capacity | 3 | 2.9928
Water Solutions (HongKong), Ltd. | MTN Products, Inc. | IB210LXES | Bottle type | Air-cooled | Free-standing | FALSE | Hot & Cold | 0.5 | 45 | 1.1 | 2010-03-05 | Low Capacity | 3 | 3.0395
Water Solutions (HongKong), Ltd. | MTN Reflection | RB210ESS | Bottle type | Air-cooled | Free-standing | FALSE | Hot & Cold | 0.5 | 45 | 1.1 | 2010-04-27 | Low Capacity | 3 | 2.8999
Water Solutions (HongKong), Ltd. | MTN Reflection | RB215ES | Point-of-use type | Air-cooled | Free-standing | FALSE | Hot & Cold | 0.5 | 45 | 1.1 | 2010-04-27 | Low Capacity | 3 | 2.9724
Water Solutions (HongKong), Ltd. | MTN Vision | RP210ESS | Bottle type | Air-cooled | Free-standing | FALSE | Hot & Cold | 0.5 | 45 | 1.1 | 2010-04-27 | Low Capacity | 3 | 2.7945
Foshan Shunde Midea Water Dispenser Mft. Co. Ltd. | Hamilton Beach | BL-7-4 | Bottle type | Air-cooled | Free-standing | FALSE | Hot & Cold | 0.5 | 22 | 0.8 | 2015-01-29 | Low Capacity | 3 | 3.1186
Electrotemp Technologies China Inc | Electrotemp Technologies China, Inc. | 8HDIECH* | Bottle type | Air-cooled | Free-standing | FALSE | Hot & Cold | 1 | 23 | 0.9 | 2011-05-09 | Low Capacity | 3 | 2.8937
Water Solutions (HongKong), Ltd. | MTN Vision | VB210ESS | Bottle type | Air-cooled | Free-standing | FALSE | Hot & Cold | 0.5 | 45 | 1.1 | 2010-04-27 | Low Capacity | 3 | 3.131
Water Solutions (HongKong), Ltd. | MTN Vision | VW210ES | Bottle type | Air-cooled | Free-standing | FALSE | Hot & Cold | 0.5 | 45 | 1.1 | 2010-04-27 | Low Capacity | 3 | 3.0132
Water Solutions (HongKong), Ltd. | MTN Vision | RS210EZESS | Bottle type | Air-cooled | Free-standing | FALSE | Hot & Cold | 0.5 | 45 | 1.1 | 2010-04-27 | Low Capacity | 3 | 2.8316
Water Solutions (HongKong), Ltd. | MTN Reflection | VW210EZES | Bottle type | Air-cooled | Free-standing | FALSE | Hot & Cold | 0.5 | 45 | 1.1 | 2010-04-27 | Low Capacity | 3 | 2.8594
Water Solutions (HongKong), Ltd. | MTN Vision | VW215ESS | Point-of-use type | Air-cooled | Free-standing | FALSE | Hot & Cold | 0.5 | 45 | 1.1 | 2010-04-27 | Low Capacity | 3 | 3.142
Electrotemp Technologies China Inc | Viva | 8LDCHK* | Bottle type | Air-cooled | Free-standing | FALSE | Hot & Cold | 1 | 23 | 0.9 | 2011-05-09 | Low Capacity | 3 | 2.7582
Foshan Shunde Midea Water Dispenser Mft. Co. Ltd. | Primo | 601143 | Bottle type | Air-cooled | Free-standing | FALSE | Hot & Cold | 0.5 | 22 | 0.8 | 2014-09-05 | Low Capacity | 3 | 2.9961
Foshan Shunde Midea Water Dispenser Mft. Co. Ltd. | Primo | 601146 | Bottle type | Air-cooled | Free-standing | FALSE | Hot & Cold | 0.5 | 22 | 0.8 | 2014-09-05 | Low Capacity | 3 | 2.9275
Water Solutions (HongKong), Ltd. | MTN Products, Inc. | IB215LXES | Bottle type | Air-cooled | Free-standing | FALSE | Hot & Cold | 0.5 | 45 | 1.1 | 2010-03-05 | Low Capacity | 3 | 3.0064
Electrotemp Technologies China Inc | Classic | 8LCHK* | Bottle type | Air-cooled | Free-standing | FALSE | Hot & Cold | 1 | 23 | 0.9 | 2011-05-09 | Low Capacity | 3 | 3.2112
Midea Water Appliance Co., Ltd. | Primo | 900116 | Bottle type | Air-cooled | Free-standing | FALSE | Hot & Cold | 0.7 | 23 | 1.2 | 2011-02-16 | Low Capacity | 3 | 3.0302
Water Solutions (HongKong), Ltd. | MTN Vision | VW 115 ES | Point-of-use type | Air-cooled | Free-standing | FALSE | Cook (ambient) & Cold | 0.5 | 45 | 1.1 | 2010-09-28 | Low Capacity | 2 | 2.0776
Electrotemp Technologies China Inc | Beaumark | 8LIECHK* | Bottle type | Air-cooled | Free-standing | FALSE | Hot & Cold | 1 | 23 | 0.9 | 2011-05-09 | Low Capacity | 3 | 2.8616
Water Solutions (HongKong), Ltd. | MTN Products, Inc. | VW215ES | Bottle type | Air-cooled | Free-standing | FALSE | Hot & Cold | 0.5 | 45 | 1.1 | 2010-03-05 | Low Capacity | 3 | 3.0311
Electrotemp Technologies China Inc | Electrotemp Technologies China, Inc. | 8LIECH* | Bottle type | Air-cooled | Free-standing | FALSE | Hot & Cold | 1 | 23 | 0.9 | 2011-05-09 | Low Capacity | 3 | 3.1058
Electrotemp Technologies China Inc | Black & Decker | 8LCK* | Bottle type | Air-cooled | Free-standing | FALSE | Hot & Cold | 1 | 23 | 0.9 | 2011-05-17 | Low Capacity | 3 | 2.8778
Oasis International | Oasis | BPO1SK | Bottle type | Air-cooled | Free-standing | FALSE | Cook (ambient) & Cold | 0.5 |  | 0.1 | 2011-01-05 | Low Capacity | 2 | 2.1595
Water Solutions (HongKong), Ltd. | MTN Reflection | RP215ESS | Point-of-use type | Air-cooled | Free-standing | FALSE | Hot & Cold | 0.5 | 45 | 1.1 | 2010-04-27 | Low Capacity | 3 | 2.8554
Water Solutions (HongKong), Ltd. | MTN Products, Inc. | RS215ES | Bottle type | Air-cooled | Free-standing | FALSE | Hot & Cold | 0.5 | 45 | 1.1 | 2010-03-05 | Low Capacity | 3 | 3.0841
Water Solutions (HongKong), Ltd. | MTN Inspiration | RW210ES | Bottle type | Air-cooled | Free-standing | FALSE | Hot & Cold | 0.5 | 45 | 1.1 | 2010-04-27 | Low Capacity | 3 | 3.1294
Water Solutions (HongKong), Ltd. | MTN Reflection | RB215ESS | Point-of-use type | Air-cooled | Free-standing | FALSE | Hot & Cold | 0.5 | 45 | 1.1 | 2010-04-27 | Low Capacity | 3 | 2.8827
Water Solutions (HongKong), Ltd. | MTN Products, Inc. | VW210ESS | Bottle type | Air-cooled | Free-standing | FALSE | Hot & Cold | 0.5 | 45 | 1.1 | 2010-03-05 | Low Capacity | 3 | 2.939
Guangdong Midea Consumer Electric Manufacturing Co., Ltd. | Primo | 601088 | Bottle type | Air-cooled | Free-standing | FALSE | Hot & Cold | 0.5 | 22 | 0.8 | 2014-09-17 | Low Capacity | 3 | 3.1766
Water Solutions (HongKong), Ltd. | MTN Reflection | RW210ES | Bottle type | Air-cooled | Free-standing | FALSE | Hot & Cold | 0.5 | 45 | 1.1 | 2010-04-27 | Low Capacity | 3 | 2.8464
Electrotemp Technologies China Inc | Black & Decker | 8LCHK* | Bottle type | Air-cooled | Free-standing | FALSE | Hot & Cold | 1 | 23 | 0.9 | 2011-05-17 | Low Capacity | 3 | 3.2399
Water Solutions (HongKong), Ltd. | MTN Reflection | IB210EZES | Bottle type | Air-cooled | Free-standing | FALSE | Hot & Cold | 0.5 | 45 | 1.1 | 2010-04-27 | Low Capacity | 3 | 3.14
Water Solutions (HongKong), Ltd. | MTN Reflection | RS215ES | Point-of-use type | Air-cooled | Free-standing | FALSE | Hot & Cold | 0.5 | 45 | 1.1 | 2010-04-27 | Low Capacity | 3 | 3.0572
Electrotemp Technologies China Inc | Viva | 8LIECHK* | Bottle type | Air-cooled | Free-standing | FALSE | Hot & Cold | 1 | 23 | 0.9 | 2011-05-09 | Low Capacity | 3 | 2.8939
Guangdong Midea Consumer Electric Manufacturing Co., Ltd. | Primo | 900137 | Bottle type | Air-cooled | Free-standing | FALSE | Hot & Cold | 0.5 | 22 | 0.7 | 2014-09-17 | Low Capacity | 3 | 2.7861
Water Solutions (HongKong), Ltd. | MTN Vision | DW210ES | Bottle type | Air-cooled | Free-standing | FALSE | Hot & Cold | 0.5 | 45 | 1.1 | 2010-04-27 | Low Capacity | 3 | 2.8139
Electrotemp Technologies China Inc | Electrotemp Technologies China, Inc. | 8LIECHK-BP/SP/WP/W | Bottle type | Air-cooled | Free-standing | FALSE | Hot & Cold | 1 | 23 | 0.9 | 2011-05-09 | Low Capacity | 3 | 3.0339
Water Solutions (HongKong), Ltd. | MTN Inspiration | RW210EZESS | Bottle type | Air-cooled | Free-standing | FALSE | Hot & Cold | 0.5 | 45 | 1.1 | 2010-04-27 | Low Capacity | 3 | 3.1214
Water Solutions (HongKong), Ltd. | MTN Inspiration | RB215ESS | Point-of-use type | Air-cooled | Free-standing | FALSE | Hot & Cold | 0.5 | 45 | 1.1 | 2010-04-27 | Low Capacity | 3 | 3.2281
Water Solutions (HongKong), Ltd. | MTN Inspiration | RP210ESS | Bottle type | Air-cooled | Free-standing | FALSE | Hot & Cold | 0.5 | 45 | 1.1 | 2010-04-27 | Low Capacity | 3 | 2.778
Water Solutions (HongKong), Ltd. | MTN Products, Inc. | IW210LXEZESS | Bottle type | Air-cooled | Free-standing | FALSE | Hot & Cold | 0.5 | 45 | 1.1 | 2010-03-05 | Low Capacity | 3 | 2.9149
Water Solutions (HongKong), Ltd. | MTN Products, Inc. | IW210EZESS | Bottle type | Air-cooled | Free-standing | FALSE | Hot & Cold | 0.5 | 45 | 1.1 | 2010-03-05 | Low Capacity | 3 | 3.17
Water Solutions (HongKong), Ltd. | MTN Vision | VB210LXEZES | Bottle type | Air-cooled | Free-standing | FALSE | Hot & Cold | 0.5 | 45 | 1.1 | 2010-04-27 | Low Capacity | 3 | 3.1221
Electrotemp Technologies China Inc | Beaumark | 8HCH* | Bottle type | Air-cooled | Free-standing | FALSE | Hot & Cold | 1 | 23 | 0.9 | 2011-05-09 | Low Capacity | 3 | 2.9532
Water Solutions (HongKong), Ltd. | MTN Products, Inc. | VW215ESS | Point-of-use type | Air-cooled | Free-standing | FALSE | Hot & Cold | 0.5 | 45 | 1.1 | 2010-04-27 | Low Capacity | 3 | 2.9353
Electrotemp Technologies China Inc | Viva | 8HDIECHK* | Bottle type | Air-cooled | Free-standing | FALSE | Hot & Cold | 1 | 23 | 0.9 | 2011-05-09 | Low Capacity | 3 | 2.9261
Water Solutions (HongKong), Ltd. | MTN Vision | DW210ESS | Bottle type | Air-cooled | Free-standing | FALSE | Hot & Cold | 0.5 | 45 | 1.1 | 2010-04-27 | Low Capacity | 3 | 3.2309
Water Solutions (HongKong), Ltd. | MTN Inspiration | IW 110 LX ES | Bottle type | Air-cooled | Free-standing | FALSE | Cook (ambient) & Cold | 0.5 | 45 | 1.1 | 2010-09-28 | Low Capacity | 2 | 1.9559
Water Solutions (HongKong), Ltd. | MTN Vision | DW215ESS | Point-of-use type | Air-cooled | Free-standing | FALSE | Hot & Cold | 0.5 | 45 | 1.1 | 2010-04-27 | Low Capacity | 3 | 2.9984
Electrotemp Technologies China Inc | Electrotemp Technologies China, Inc. | 8HIECHK-SSF | Bottle type | Air-cooled | Free-standing | FALSE | Hot & Cold | 1 | 23 | 0.9 | 2011-05-09 | Low Capacity | 3 | 3.1336
Water Solutions (HongKong), Ltd. | MTN Products, Inc. | IW215LXESS | Bottle type | Air-cooled | Free-standing | FALSE | Hot & Cold | 0.5 | 45 | 1.1 | 2010-03-05 | Low Capacity | 3 | 2.8374
Water Solutions (HongKong), Ltd. | MTN Products, Inc. | VW215ES | Point-of-use type | Air-cooled | Free-standing | FALSE | Hot & Cold | 0.5 | 45 | 1.1 | 2010-04-27 | Low Capacity | 3 | 2.8091
Electrotemp Technologies China Inc | Electrotemp | 8LIECH-SSF | Bottle type | Air-cooled | Free-standing | FALSE | Hot & Cold | 1 | 23 | 0.9 | 2011-05-17 | Low Capacity | 3 | 2.7752
Foshan Shunde Midea Water Dispenser Mft. Co. Ltd. | Primo | 601090C2 | Bottle type | Air-cooled | Free-standing | FALSE | Hot & Cold | 0.5 | 22 | 0.8 | 2015-01-29 | Low Capacity | 3 | 2.8779
Water Solutions (HongKong), Ltd. | MTN Products, Inc. | IW215ES | Point-of-use type | Air-cooled | Free-standing | FALSE | Hot & Cold | 0.5 | 45 | 1.1 | 2010-04-27 | Low Capacity | 3 | 2.7881
Electrotemp Technologies China Inc | Beaumark | 8HIECK* | Bottle type | Air-cooled | Free-standing | FALSE | Hot & Cold | 1 | 23 | 0.9 | 2011-05-09 | Low Capacity | 3 | 2.9029
Water Solutions (HongKong), Ltd. | MTN Products, Inc. | IW210LXEZES | Bottle type | Air-cooled | Free-standing | FALSE | Hot & Cold | 0.5 | 45 | 1.1 | 2010-03-05 | Low Capacity | 3 | 3.2492
Water Solutions (HongKong), Ltd. | MTN Reflection | RW 110 EZ ES | Bottle type | Air-cooled | Free-standing | FALSE | Cook (ambient) & Cold | 0.5 | 45 | 1.1 | 2010-09-28 | Low Capacity | 2 | 2.1126
Electrotemp Technologies China Inc | Viva | 8HDCH* | Bottle type | Air-cooled | Free-standing | FALSE | Hot & Cold | 1 | 23 | 0.9 | 2011-05-09 | Low Capacity | 3 | 3.1353
Foshan Shunde Midea Water Dispenser Mft. Co. Ltd. | Primo | 601000 | Bottle type | Air-cooled | Free-standing | FALSE | Hot & Cold | 0.5 | 22 | 0.8 | 2014-09-05 | Low Capacity | 3 | 2.9232
Water Solutions (HongKong), Ltd. | MTN Inspiration | RS210ES | Bottle type | Air-cooled | Free-standing | FALSE | Hot & Cold | 0.5 | 45 | 1.1 | 2010-04-27 | Low Capacity | 3 | 3.0859
Electrotemp Technologies China Inc | Classic | 8LIECHK-SSF | Bottle type | Air-cooled | Free-standing | FALSE | Hot & Cold | 1 | 23 | 0.9 | 2011-05-09 | Low Capacity | 3 | 2.8562
Electrotemp Technologies China Inc | Electrotemp | 8HIECH* | Bottle type | Air-cooled | Free-standing | FALSE | Hot & Cold | 1 | 23 | 0.9 | 2011-05-17 | Low Capacity | 3 | 2.9048
Water Solutions (HongKong), Ltd. | MTN Products, Inc. | VW210LXEZESS | Bottle type | Air-cooled | Free-standing | FALSE | Hot & Cold | 0.5 | 45 | 1.1 | 2010-03-05 | Low Capacity | 3 | 2.9735
Electrotemp Technologies China Inc | Electrotemp | 8LCHK* | Bottle type | Air-cooled | Free-standing | FALSE | Hot & Cold | 1 | 23 | 0.9 | 2011-05-17 | Low Capacity | 3 | 2.9981
Electrotemp Technologies China Inc | Beaumark | 8HCK* | Bottle type | Air-cooled | Free-standing | FALSE | Hot & Cold | 1 | 23 | 0.9 | 2011-05-09 | Low Capacity | 3 | 3.1569
Water Solutions (HongKong), Ltd. | MTN Reflection | IW210LXES | Bottle type | Air-cooled | Free-standing | FALSE | Hot & Cold | 0.5 | 45 | 1.1 | 2010-04-27 | Low Capacity | 3 | 2.8568
Water Solutions (HongKong), Ltd. | MTN Products, Inc. | IW210ES | Bottle type | Air-cooled | Free-standing | FALSE | Hot & Cold | 0.5 | 45 | 1.1 | 2010-03-05 | Low Capacity | 3 | 2.8055
Water Solutions (HongKong), Ltd. | MTN Inspiration | IB210LXEZES | Bottle type | Air-cooled | Free-standing | FALSE | Hot & Cold | 0.5 | 45 | 1.1 | 2010-04-27 | Low Capacity | 3 | 3.0339
Electrotemp Technologies China Inc | Black & Decker | 8LIECHK* | Bottle type | Air-cooled | Free-standing | FALSE | Hot & Cold | 1 | 23 | 0.9 | 2011-05-17 | Low Capacity | 3 | 3.0456
Water Solutions (HongKong), Ltd. | MTN Products, Inc. | VB210LXEZES | Bottle type | Air-cooled | Free-standing | FALSE | Hot & Cold | 0.5 | 45 | 1.1 | 2010-03-05 | Low Capacity | 3 | 2.9363
Water Solutions (HongKong), Ltd. | MTN Vision | VB210LXESS | Bottle type | Air-cooled | Free-standing | FALSE | Hot & Cold | 0.5 | 45 | 1.1 | 2010-04-27 | Low Capacity | 3 | 3.1359
Water Solutions (HongKong), Ltd. | MTN Reflection | IB215ESS | Point-of-use type | Air-cooled | Free-standing | FALSE | Hot & Cold | 0.5 | 45 | 1.1 | 2010-04-27 | Low Capacity | 3 | 2.8358
Water Solutions (HongKong), Ltd. | MTN Vision | IW210ES | Bottle type | Air-cooled | Free-standing | FALSE | Hot & Cold | 0.5 | 45 | 1.1 | 2010-04-27 | Low Capacity | 3 | 3.1594
Water Solutions (HongKong), Ltd. | MTN Inspiration | RP215ES | Point-of-use type | Air-cooled | Free-standing | FALSE | Hot & Cold | 0.5 | 45 | 1.1 | 2010-04-27 | Low Capacity | 3 | 3.2334
Guangdong Midea Consumer Electric Manufacturing Co., Ltd. | Primo | 601090 | Bottle type | Air-cooled | Free-standing | FALSE | Hot & Cold | 0.5 | 22 | 0.8 | 2014-09-17 | Low Capacity | 3 | 2.9629
Water Solutions (HongKong), Ltd. | MTN Reflection | DW210ESS | Bottle type | Air-cooled | Free-standing | FALSE | Hot & Cold | 0.5 | 45 | 1.1 | 2010-04-27 | Low Capacity | 3 | 3.061
Midea Water Appliance Co., Ltd. | Primo | 900185 | Bottle type | Air-cooled | Free-standing | FALSE | Hot & Cold | 0.7 | 23 | 1.2 | 2011-02-16 | Low Capacity | 3 | 2.8201
Electrotemp Technologies China Inc | Electrotemp | 8HDCHK* | Bottle type | Air-cooled | Free-standing | FALSE | Hot & Cold | 1 | 23 | 0.9 | 2011-05-17 | Low Capacity | 3 | 2.8649
Foshan Shunde Midea Water Dispenser Mft. Co. Ltd. | Primo | 601089 | Bottle type | Air-cooled | Free-standing | FALSE | Hot & Cold | 0.5 | 22 | 0.8 | 2014-09-05 | Low Capacity | 3 | 2.8624
Water Solutions (HongKong), Ltd. | MTN Inspiration | RS215ESS | Point-of-use type | Air-cooled | Free-standing | FALSE | Hot & Cold | 0.5 | 45 | 1.1 | 2010-04-27 | Low Capacity | 3 | 2.8199
Foshan Shunde Midea Water Dispenser Mft. Co. Ltd. | Hamilton Beach | BL-4-4 | Bottle type | Air-cooled | Free-standing | FALSE | Hot & Cold | 0.5 | 22 | 0.8 | 2015-01-29 | Low Capacity | 3 | 2.8357
Foshan Shunde Midea Water Dispenser Mft. Co. Ltd. | Primo | 601142 | Bottle type | Air-cooled | Free-standing | FALSE | Hot & Cold | 0.5 | 22 | 0.8 | 2015-01-29 | Low Capacity | 3 | 3.2096
Electrotemp Technologies China Inc | Black & Decker | 8HDCHK* | Bottle type | Air-cooled | Free-standing | FALSE | Hot & Cold | 1 | 23 | 0.9 | 2011-05-17 | Low Capacity | 3 | 2.9809
Guangdong Midea Consumer Electric Manufacturing Co., Ltd. | Primo | 601176 | Bottle type | Air-cooled | Free-standing | FALSE | Hot & Cold | 0.5 | 22 | 0.8 | 2014-09-17 | Low Capacity | 3 | 3.0224
Water Solutions (HongKong), Ltd. | MTN Reflection | VB210ESS | Bottle type | Air-cooled | Free-standing | FALSE | Hot & Cold | 0.5 | 45 | 1.1 | 2010-04-27 | Low Capacity | 3 | 2.7975
Guangdong Midea Consumer Electric Manufacturing Co., Ltd. | Primo | 601086 | Bottle type | Air-cooled | Free-standing | FALSE | Hot & Cold | 0.5 | 22 | 0.7 | 2014-09-17 | Low Capacity | 3 | 3.0485
Water Solutions (HongKong), Ltd. | MTN Inspiration | RP215ESS | Point-of-use type | Air-cooled | Free-standing | FALSE | Hot & Cold | 0.5 | 45 | 1.1 | 2010-04-27 | Low Capacity | 3 | 3.0522
Water Solutions (HongKong), Ltd. | MTN Vision | IB215ESS | Point-of-use type | Air-cooled | Free-standing | FALSE | Hot & Cold | 0.5 | 45 | 1.1 | 2010-04-27 | Low Capacity | 3 | 2.904
Water Solutions (HongKong), Ltd. | MTN Inspiration | RP210ES | Bottle type | Air-cooled | Free-standing | FALSE | Hot & Cold | 0.5 | 45 | 1.1 | 2010-04-27 | Low Capacity | 3 | 3.2107
Water Solutions (HongKong), Ltd. | MTN Vision | IB210EZES | Bottle type | Air-cooled | Free-standing | FALSE | Hot & Cold | 0.5 | 45 | 1.1 | 2010-04-27 | Low Capacity | 3 | 2.9882
Guangdong Midea Consumer Electric Manufacturing Co., Ltd. | Primo | 601089 | Bottle type | Air-cooled | Free-standing | FALSE | Hot & Cold | 0.5 | 22 | 0.8 | 2014-09-17 | Low Capacity | 3 | 3.0028
Water Solutions (HongKong), Ltd. | MTN Inspiration | IW210LXES | Bottle type | Air-cooled | Free-standing | FALSE | Hot & Cold | 0.5 | 45 | 1.1 | 2010-04-27 | Low Capacity | 3 | 2.8114
Foshan Shunde Midea Water Dispenser Mft. Co. Ltd. | Primo | 601204 | Bottle type | Air-cooled | Free-standing | FALSE | Hot & Cold | 0.5 | 22 | 0.8 | 2015-06-05 | Low Capacity | 3 | 2.8761
Foshan Shunde Midea Water Dispenser Mft. Co. Ltd. | Primo | 601165 | Bottle type | Air-cooled | Free-standing | FALSE | Hot & Cold | 0.5 | 22 | 0.8 | 2015-01-29 | Low Capacity | 3 | 3.2444
Foshan Shunde Midea Water Dispenser Mft. Co. Ltd. | Primo | 601118 | Bottle type | Air-cooled | Free-standing | FALSE | Hot & Cold | 0.5 | 22 | 0.8 | 2015-01-29 | Low Capacity | 3 | 3.1121
Water Solutions (HongKong), Ltd. | MTN Products, Inc. | DW210EZESS | Bottle type | Air-cooled | Free-standing | FALSE | Hot & Cold | 0.5 | 45 | 1.1 | 2010-03-05 | Low Capacity | 3 | 3.1949
Water Solutions (HongKong), Ltd. | MTN Products, Inc. | IW215ESS | Point-of-use type | Air-cooled | Free-standing | FALSE | Hot & Cold | 0.5 | 45 | 1.1 | 2010-04-27 | Low Capacity | 3 | 3.0522
Electrotemp Technologies China Inc | Viva | 8HIECK | Bottle type | Air-cooled | Free-standing | FALSE | Hot & Cold | 1 | 23 | 0.9 | 2011-05-09 | Low Capacity | 3 | 3.0919
Guangdong Midea Consumer Electric Manufacturing Co., Ltd. | Primo | 900183 | Bottle type | Air-cooled | Free-standing | FALSE | Hot & Cold | 0.5 | 22 | 0.7 | 2014-09-17 | Low Capacity | 3 | 2.9498
Electrotemp Technologies China Inc | Electrotemp Technologies China, Inc. | 8LIECH-BP/SP/WP/W | Bottle type | Air-cooled | Free-standing | FALSE | Hot & Cold | 1 | 23 | 0.9 | 2011-05-09 | Low Capacity | 3 | 2.8089
Water Solutions (HongKong), Ltd. | MTN Reflection | RP 115 ES | Point-of-use type | Air-cooled | Free-standing | FALSE | Cook (ambient) & Cold | 0.5 | 45 | 1.1 | 2010-09-28 | Low Capacity | 2 | 1.8597
Water Solutions (HongKong), Ltd. | MTN Products, Inc. | VW215ESS | Bottle type | Air-cooled | Free-standing | FALSE | Hot & Cold | 0.5 | 45 | 1.1 | 2010-03-05 | Low Capacity | 3 | 3.0114
Midea Water Appliance Co., Ltd. | Primo | YL1133S | Bottle type | Air-cooled | Free-standing | FALSE | Hot & Cold | 0.7 | 23 | 1.2 | 2010-10-18 | Low Capacity | 3 | 2.8088
Guangdong Midea Consumer Electric Manufacturing Co., Ltd. | Kissla | 601162 | Bottle type | Air-cooled | Free-standing | FALSE | Hot & Cold | 0.5 | 22 | 0.7 | 2014-09-17 | Low Capacity | 3 | 2.9956
Water Solutions (HongKong), Ltd. | MTN Products, Inc. | RS215ES | Point-of-use type | Air-cooled | Free-standing | FALSE | Hot & Cold | 0.5 | 45 | 1.1 | 2010-04-27 | Low Capacity | 3 | 3.0762
Guangdong Midea Consumer Electric Manufacturing Co., Ltd. | Kissla | 601163 | Bottle type | Air-cooled | Free-standing | FALSE | Hot & Cold | 0.5 | 22 | 0.8 | 2014-09-17 | Low Capacity | 3 | 2.7798
Electrotemp Technologies China Inc | Black & Decker | 8HCHK* | Bottle type | Air-cooled | Free-standing | FALSE | Hot & Cold | 1 | 23 | 0.9 | 2011-05-17 | Low Capacity | 3 | 3.1201
Guangdong Midea Consumer Electric Manufacturing Co., Ltd. | Kissla | 601172 | Bottle type | Air-cooled | Free-standing | FALSE | Hot & Cold | 0.5 | 22 | 0.8 | 2014-09-17 | Low Capacity | 3 | 2.9012
Water Solutions (HongKong), Ltd. | MTN Products, Inc. | RB215ESS | Point-of-use type | Air-cooled | Free-standing | FALSE | Hot & Cold | 0.5 | 45 | 1.1 | 2010-04-27 | Low Capacity | 3 | 2.9919
Water Solutions (HongKong), Ltd. | MTN Reflection | VW210LXESS | Bottle type | Air-cooled | Free-standing | FALSE | Hot & Cold | 0.5 | 45 | 1.1 | 2010-04-27 | Low Capacity | 3 | 2.8962
Electrotemp Technologies China Inc | Black & Decker | 8LIECH-BP/SP/WP/W | Bottle type | Air-cooled | Free-standing | FALSE | Hot & Cold | 1 | 23 | 0.9 | 2011-05-17 | Low Capacity | 3 | 2.8485
Water Solutions (HongKong), Ltd. | MTN Reflection | VW210EZESS | Bottle type | Air-cooled | Free-standing | FALSE | Hot & Cold | 0.5 | 45 | 1.1 | 2010-04-27 | Low Capacity | 3 | 2.8949
Water Solutions (HongKong), Ltd. | MTN Inspiration | VW210LXESS | Bottle type | Air-cooled | Free-standing | FALSE | Hot & Cold | 0.5 | 45 | 1.1 | 2010-04-27 | Low Capacity | 3 | 3.2349
Midea Water Appliance Co., Ltd. | Primo | 900183 | Bottle type | Air-cooled | Free-standing | FALSE | Hot & Cold | 0.7 | 23 | 1.2 | 2010-10-18 | Low Capacity | 3 | 2.9373
Water Solutions (HongKong), Ltd. | MTN Reflection | VW210LXEZESS | Bottle type | Air-cooled | Free-standing | FALSE | Hot & Cold | 0.5 | 45 | 1.1 | 2010-04-27 | Low Capacity | 3 | 2.9801
Water Solutions (HongKong), Ltd. | MTN Inspiration | RB210ESS | Bottle type | Air-cooled | Free-standing | FALSE | Hot & Cold | 0.5 | 45 | 1.1 | 2010-04-27 | Low Capacity | 3 | 2.9186
Foshan Shunde Midea Water Dispenser Mft. Co. Ltd. | Hamilton Beach | BL-3-4 | Bottle type | Air-cooled | Free-standing | FALSE | Hot & Cold | 0.5 | 22 | 0.8 | 2015-01-29 | Low Capacity | 3 | 2.9018
Foshan Shunde Midea Water Dispenser Mft. Co. Ltd. | Primo | 601117 | Bottle type | Air-cooled | Free-standing | FALSE | Hot & Cold | 0.5 | 22 | 0.8 | 2015-01-29 | Low Capacity | 3 | 3.1582
Electrotemp Technologies China Inc | Classic | 8LDIECH* | Bottle type | Air-cooled | Free-standing | FALSE | Hot & Cold | 1 | 23 | 0.9 | 2011-05-09 | Low Capacity | 3 | 3.1434
Water Solutions (HongKong), Ltd. | MTN Reflection | IB215LXES | Point-of-use type | Air-cooled | Free-standing | FALSE | Hot & Cold | 0.5 | 45 | 1.1 | 2010-04-27 | Low Capacity | 3 | 3.1167
Foshan Shunde Midea Water Dispenser Mft. Co. Ltd. | Primo | 601087 | Bottle type | Air-cooled | Free-standing | FALSE | Hot & Cold | 0.5 | 22 | 0.7 | 2014-09-05 | Low Capacity | 3 | 3.1001
Foshan Shunde Midea Water Dispenser Mft. Co. Ltd. | Primo | 900137 | Bottle type | Air-cooled | Free-standing | FALSE | Hot & Cold | 0.5 | 22 | 0.7 | 2015-01-29 | Low Capacity | 3 | 2.9481
Foshan Shunde Midea Water Dispenser Mft. Co. Ltd. | Genuine Joe | 22552 | Bottle type | Air-cooled | Free-standing | FALSE | Hot & Cold | 0.5 | 22 | 0.6 | 2015-07-10 | Low Capacity | 3 | 2.8814
Water Solutions (HongKong), Ltd. | MTN Vision | RW215ES | Point-of-use type | Air-cooled | Free-standing | FALSE | Hot & Cold | 0.5 | 45 | 1.1 | 2010-04-27 | Low Capacity | 3 | 3.1255
Water Solutions (HongKong), Ltd. | MTN Inspiration | DW215ESS | Point-of-use type | Air-cooled | Free-standing | FALSE | Hot & Cold | 0.5 | 45 | 1.1 | 2010-04-27 | Low Capacity | 3 | 3.031
Water Solutions (HongKong), Ltd. | MTN Inspiration | VW215ES | Point-of-use type | Air-cooled | Free-standing | FALSE | Hot & Cold | 0.5 | 45 | 1.1 | 2010-04-27 | Low Capacity | 3 | 3.0089
Water Solutions (HongKong), Ltd. | MTN Products, Inc. | RS210EZESS | Bottle type | Air-cooled | Free-standing | FALSE | Hot & Cold | 0.5 | 45 | 1.1 | 2010-03-05 | Low Capacity | 3 | 2.9153
Water Solutions (HongKong), Ltd. | MTN Vision | VB 110 EZ ES | Bottle type | Air-cooled | Free-standing | FALSE | Cook (ambient) & Cold | 0.5 | 45 | 1.1 | 2010-09-28 | Low Capacity | 2 | 1.8172
Water Solutions (HongKong), Ltd. | MTN Products, Inc. | IW215ES | Bottle type | Air-cooled | Free-standing | FALSE | Hot & Cold | 0.5 | 45 | 1.1 | 2010-03-05 | Low Capacity | 3 | 2.7982
Water Solutions (HongKong), Ltd. | MTN Vision | VB210EZESS | Bottle type | Air-cooled | Free-standing | FALSE | Hot & Cold | 0.5 | 45 | 1.1 | 2010-04-27 | Low Capacity | 3 | 3.2433
Water Solutions (HongKong), Ltd. | MTN Reflection | VB215LXESS | Point-of-use type | Air-cooled | Free-standing | FALSE | Hot & Cold | 0.5 | 45 | 1.1 | 2010-04-27 | Low Capacity | 3 | 3.1876
Electrotemp Technologies China Inc | Beaumark | 8LIECK | Bottle type | Air-cooled | Free-standing | FALSE | Hot & Cold | 1 | 23 | 0.9 | 2011-05-09 | Low Capacity | 3 | 3.2286
Water Solutions (HongKong), Ltd. | MTN Vision | IB210ES | Bottle type | Air-cooled | Free-standing | FALSE | Hot & Cold | 0.5 | 45 | 1.1 | 2010-04-27 | Low Capacity | 3 | 2.9102
Guangdong Midea Consumer Electric Manufacturing Co., Ltd. | Primo | 601130 | Bottle type | Air-cooled | Free-standing | FALSE | Hot & Cold | 0.5 | 22 | 0.7 | 2014-09-17 | Low Capacity | 3 | 2.8976
Water Solutions (HongKong), Ltd. | MTN Inspiration | IB 110 LX ES | Bottle type | Air-cooled | Free-standing | FALSE | Cook (ambient) & Cold | 0.5 | 45 | 1.1 | 2010-09-28 | Low Capacity | 2 | 2.0961
Guangdong Midea Consumer Electric Manufacturing Co., Ltd. | Primo | 601158 | Bottle type | Air-cooled | Free-standing | FALSE | Hot & Cold | 0.5 | 22 | 0.7 | 2014-09-17 | Low Capacity | 3 | 3.196
Electrotemp Technologies China Inc | Black & Decker | 8HIECHK-SSF | Bottle type | Air-cooled | Free-standing | FALSE | Hot & Cold | 1 | 23 | 0.9 | 2011-05-17 | Low Capacity | 3 | 2.9781
Foshan Shunde Midea Washing Appliances Mfg. Co., Ltd. | Hamilton Beach | BL-HCSB-7 | Bottle type | Air-cooled | Free-standing | FALSE | Hot & Cold | 0.5 | 22 | 0.8 | 2015-02-02 | Low Capacity | 3 | 2.9225
Water Solutions (HongKong), Ltd. | MTN Vision | RS210ESS | Bottle type | Air-cooled | Free-standing | FALSE | Hot & Cold | 0.5 | 45 | 1.1 | 2010-04-27 | Low Capacity | 3 | 2.8099
Midea Water Appliance Co., Ltd. | Primo | 900184 | Pressure-type, faucet | Air-cooled | Free-standing | FALSE | Hot & Cold | 0.7 | 23 | 1.2 | 2010-10-18 | Low Capacity | 3 | 2.7982
Water Solutions (HongKong), Ltd. | MTN Reflection | DW215ESS | Point-of-use type | Air-cooled | Free-standing | FALSE | Hot & Cold | 0.5 | 45 | 1.1 | 2010-04-27 | Low Capacity | 3 | 2.7788
Midea Water Appliance Co., Ltd. | Primo | 900146 | Bottle type | Air-cooled | Free-standing | FALSE | Hot & Cold | 0.7 | 23 | 1.2 | 2011-02-16 | Low Capacity | 3 | 3.1041
Water Solutions (HongKong), Ltd. | MTN Vision | IB215ES | Point-of-use type | Air-cooled | Free-standing | FALSE | Hot & Cold | 0.5 | 45 | 1.1 | 2010-04-27 | Low Capacity | 3 | 2.8963
Midea Water Appliance Co., Ltd. | Primo | 900127 | Bottle type | Air-cooled | Free-standing | FALSE | Hot & Cold | 0.7 | 23 | 1.2 | 2011-02-16 | Low Capacity | 3 | 2.7922
Electrotemp Technologies China Inc | Beaumark | 8LDIECH* | Bottle type | Air-cooled | Free-standing | FALSE | Hot & Cold | 1 | 23 | 0.9 | 2011-05-09 | Low Capacity | 3 | 3.0171
Electrotemp Technologies China Inc | Classic | 8LIECH | Bottle type | Air-cooled | Free-standing | FALSE | Hot & Cold | 1 | 23 | 0.9 | 2011-05-09 | Low Capacity | 3 | 3.1026
Water Solutions (HongKong), Ltd. | MTN Vision | RB210EZES | Bottle type | Air-cooled | Free-standing | FALSE | Hot & Cold | 0.5 | 45 | 1.1 | 2010-04-27 | Low Capacity | 3 | 2.759
Foshan Shunde Midea Water Dispenser Mft. Co. Ltd. | Primo | 900127 | Bottle type | Air-cooled | Free-standing | FALSE | Hot & Cold | 0.5 | 22 | 0.7 | 2014-09-05 | Low Capacity | 3 | 2.9519
Water Solutions (HongKong), Ltd. | MTN Products, Inc. | IW215ESS | Bottle type | Air-cooled | Free-standing | FALSE | Hot & Cold | 0.5 | 45 | 1.1 | 2010-03-05 | Low Capacity | 3 | 3.0791
Oasis International | Oasis | POU2LRHK | Point-of-use type | Air-cooled | Free-standing | FALSE | Hot & Cold | 1 | 42 | 0.7 | 2011-01-05 | High Capacity | 4 | 3.838
Water Solutions (HongKong), Ltd. | MTN Inspiration | RW210ESS | Bottle type | Air-cooled | Free-standing | FALSE | Hot & Cold | 0.5 | 45 | 1.1 | 2010-04-27 | Low Capacity | 3 | 3.2484
Electrotemp Technologies China Inc | Viva | 8LIECH | Bottle type | Air-cooled | Free-standing | FALSE | Hot & Cold | 1 | 23 | 0.9 | 2011-05-09 | Low Capacity | 3 | 3.1498
Electrotemp Technologies China Inc | Viva | 8HIECK* | Bottle type | Air-cooled | Free-standing | FALSE | Hot & Cold | 1 | 23 | 0.9 | 2011-05-09 | Low Capacity | 3 | 2.9606
Electrotemp Technologies China Inc | Electrotemp | 8LCH* | Bottle type | Air-cooled | Free-standing | FALSE | Hot & Cold | 1 | 23 | 0.9 | 2011-05-17 | Low Capacity | 3 | 2.7951
Water Solutions (HongKong), Ltd. | MTN Inspiration | RW215ES | Point-of-use type | Air-cooled | Free-standing | FALSE | Hot & Cold | 0.5 | 45 | 1.1 | 2010-04-27 | Low Capacity | 3 | 2.8196
Electrotemp Technologies China Inc | Black & Decker | 8LIECK | Bottle type | Air-cooled | Free-standing | FALSE | Hot & Cold | 1 | 23 | 0.9 | 2011-05-17 | Low Capacity | 3 | 3.2254
Water Solutions (HongKong), Ltd. | MTN Products, Inc. | RB215ESS | Bottle type | Air-cooled | Free-standing | FALSE | Hot & Cold | 0.5 | 45 | 1.1 | 2010-03-05 | Low Capacity | 3 | 3.1522
Water Solutions (HongKong), Ltd. | MTN Products, Inc. | IB210ESS | Bottle type | Air-cooled | Free-standing | FALSE | Hot & Cold | 0.5 | 45 | 1.1 | 2010-03-05 | Low Capacity | 3 | 2.7996
Electrotemp Technologies China Inc | Beaumark | 8LIECH-SSF | Bottle type | Air-cooled | Free-standing | FALSE | Hot & Cold | 1 | 23 | 0.9 | 2011-05-09 | Low Capacity | 3 | 3.025
Water Solutions (HongKong), Ltd. | MTN Inspiration | IB210LXESS | Bottle type | Air-cooled | Free-standing | FALSE | Hot & Cold | 0.5 | 45 | 1.1 | 2010-04-27 | Low Capacity | 3 | 3.2417
Water Solutions (HongKong), Ltd. | MTN Inspiration | VB210LXEZES | Bottle type | Air-cooled | Free-standing | FALSE | Hot & Cold | 0.5 | 45 | 1.1 | 2010-04-27 | Low Capacity | 3 | 2.8224
Water Solutions (HongKong), Ltd. | MTN Vision | RP210EZES | Bottle type | Air-cooled | Free-standing | FALSE | Hot & Cold | 0.5 | 45 | 1.1 | 2010-04-27 | Low Capacity | 3 | 2.7749
Water Solutions (HongKong), Ltd. | MTN Reflection | RB210ES | Bottle type | Air-cooled | Free-standing | FALSE | Hot & Cold | 0.5 | 45 | 1.1 | 2010-04-27 | Low Capacity | 3 | 2.9471
Water Solutions (HongKong), Ltd. | MTN Inspiration | VW210EZES | Bottle type | Air-cooled | Free-standing | FALSE | Hot & Cold | 0.5 | 45 | 1.1 | 2010-04-27 | Low Capacity | 3 | 3.155
Foshan Shunde Midea Water Dispenser Mft. Co. Ltd. | Kissla | 601163 | Bottle type | Air-cooled | Free-standing | FALSE | Hot & Cold | 0.5 | 22 | 0.8 | 2015-01-29 | Low Capacity | 3 | 3.1295
Water Solutions (HongKong), Ltd. | MTN Reflection | VB210LXESS | Bottle type | Air-cooled | Free-standing | FALSE | Hot & Cold | 0.5 | 45 | 1.1 | 2010-04-27 | Low Capacity | 3 | 3.0244
Water Solutions (HongKong), Ltd. | MTN Inspiration | VW210LXEZESS | Bottle type | Air-cooled | Free-standing | FALSE | Hot & Cold | 0.5 | 45 | 1.1 | 2010-04-27 | Low Capacity | 3 | 3.0163
Water Solutions (HongKong), Ltd. | MTN Inspiration | RS210ESS | Bottle type | Air-cooled | Free-standing | FALSE | Hot & Cold | 0.5 | 45 | 1.1 | 2010-04-27 | Low Capacity | 3 | 2.7944
Water Solutions (HongKong), Ltd. | MTN Inspiration | VW210ES | Bottle type | Air-cooled | Free-standing | FALSE | Hot & Cold | 0.5 | 45 | 1.1 | 2010-04-27 | Low Capacity | 3 | 2.7848
Foshan Shunde Midea Water Dispenser Mft. Co. Ltd. | Primo | 601141 | Bottle type | Air-cooled | Free-standing | FALSE | Hot & Cold | 0.5 | 22 | 0.7 | 2015-01-29 | Low Capacity | 3 | 3.2085
Water Solutions (HongKong), Ltd. | MTN Vision | IW210LXESS | Bottle type | Air-cooled | Free-standing | FALSE | Hot & Cold | 0.5 | 45 | 1.1 | 2010-04-27 | Low Capacity | 3 | 3.1186
Water Solutions (HongKong), Ltd. | MTN Vision | IB210EZESS | Bottle type | Air-cooled | Free-standing | FALSE | Hot & Cold | 0.5 | 45 | 1.1 | 2010-04-27 | Low Capacity | 3 | 3.1069
Water Solutions (HongKong), Ltd. | MTN Inspiration | DW210ESS | Bottle type | Air-cooled | Free-standing | FALSE | Hot & Cold | 0.5 | 45 | 1.1 | 2010-04-27 | Low Capacity | 3 | 2.9831
Foshan Shunde Midea Water Dispenser Mft. Co. Ltd. | Primo | 900133 | Bottle type | Air-cooled | Free-standing | FALSE | Hot & Cold | 0.5 | 22 | 0.8 | 2014-09-05 | Low Capacity | 3 | 2.7836
Water Solutions (HongKong), Ltd. | MTN Products, Inc. | RP215ES | Bottle type | Air-cooled | Free-standing | FALSE | Hot & Cold | 0.5 | 45 | 1.1 | 2010-03-05 | Low Capacity | 3 | 3.176
Foshan Shunde Midea Water Dispenser Mft. Co. Ltd. | Primo | 601144 | Bottle type | Air-cooled | Free-standing | FALSE | Hot & Cold | 0.5 | 22 | 0.8 | 2015-01-29 | Low Capacity | 3 | 3.0994
Water Solutions (HongKong), Ltd. | MTN Products, Inc. | DW210ES | Bottle type | Air-cooled | Free-standing | FALSE | Hot & Cold | 0.5 | 45 | 1.1 | 2010-03-05 | Low Capacity | 3 | 2.8118
Electrotemp Technologies China Inc | Electrotemp Technologies China, Inc. | 8HIECK* | Bottle type | Air-cooled | Free-standing | FALSE | Hot & Cold | 1 | 23 | 0.9 | 2011-05-09 | Low Capacity | 3 | 2.8998
Foshan Shunde Midea Water Dispenser Mft. Co. Ltd. | Primo | 601090 SO | Bottle type | Air-cooled | Free-standing | FALSE | Hot & Cold | 0.5 | 22 | 0.8 | 2014-09-05 | Low Capacity | 3 | 2.8511
Midea Water Appliance Co., Ltd. | Primo | 900159 | Bottle type | Air-cooled | Free-standing | FALSE | Hot & Cold | 0.7 | 23 | 1.2 | 2011-02-16 | Low Capacity | 3 | 3.1445
Water Solutions (HongKong), Ltd. | MTN Inspiration | RP210EZES | Bottle type | Air-cooled | Free-standing | FALSE | Hot & Cold | 0.5 | 45 | 1.1 | 2010-04-27 | Low Capacity | 3 | 3.1221
Water Solutions (HongKong), Ltd. | MTN Products, Inc. | RW210EZESS | Bottle type | Air-cooled | Free-standing | FALSE | Hot & Cold | 0.5 | 45 | 1.1 | 2010-03-05 | Low Capacity | 3 | 2.8979
Water Solutions (HongKong), Ltd. | MTN Inspiration | DW210EZESS | Bottle type | Air-cooled | Free-standing | FALSE | Hot & Cold | 0.5 | 45 | 1.1 | 2010-04-27 | Low Capacity | 3 | 3.1049
Water Solutions (HongKong), Ltd. | MTN Vision | IW210ESS | Bottle type | Air-cooled | Free-standing | FALSE | Hot & Cold | 0.5 | 45 | 1.1 | 2010-04-27 | Low Capacity | 3 | 3.0272
Water Solutions (HongKong), Ltd. | MTN Products, Inc. | RS210ES | Bottle type | Air-cooled | Free-standing | FALSE | Hot & Cold | 0.5 | 45 | 1.1 | 2010-03-05 | Low Capacity | 3 | 2.9004
Electrotemp Technologies China Inc | Whirlpool | 7LIECH-SSF-WL | Bottle type | Air-cooled | Free-standing | FALSE | Hot & Cold | 1 | 20 | 0.8 | 2015-08-03 | Low Capacity | 3 | 3.0088
Water Solutions (HongKong), Ltd. | MTN Products, Inc. | RP215ES | Point-of-use type | Air-cooled | Free-standing | FALSE | Hot & Cold | 0.5 | 45 | 1.1 | 2010-04-27 | Low Capacity | 3 | 3.1457
Foshan Shunde Midea Water Dispenser Mft. Co. Ltd. | Primo | 601090SO | Bottle type | Air-cooled | Free-standing | FALSE | Hot & Cold | 0.5 | 22 | 0.8 | 2015-01-29 | Low Capacity | 3 | 3.2376
Electrotemp Technologies China Inc | Electrotemp Technologies China, Inc. | 8LIECK* | Bottle type | Air-cooled | Free-standing | FALSE | Hot & Cold | 1 | 23 | 0.9 | 2011-05-09 | Low Capacity | 3 | 3.2181
Electrotemp Technologies China Inc | Beaumark | 8HDIECHK* | Bottle type | Air-cooled | Free-standing | FALSE | Hot & Cold | 1 | 23 | 0.9 | 2011-05-09 | Low Capacity | 3 | 2.965
Water Solutions (HongKong), Ltd. | MTN Inspiration | IW210ES | Bottle type | Air-cooled | Free-standing | FALSE | Hot & Cold | 0.5 | 45 | 1.1 | 2010-04-27 | Low Capacity | 3 | 2.8719
IGO Direct | Exclusive | F828H | Bottle type | Air-cooled | Free-standing | FALSE | Hot & Cold | 6.2 | 60 | 1.1 | 2010-11-09 | High Capacity | 4 | 4.1888
Guangdong Midea Consumer Electric Manufacturing Co., Ltd. | Primo | 601000 | Bottle type | Air-cooled | Free-standing | FALSE | Hot & Cold | 0.5 | 22 | 0.8 | 2014-09-17 | Low Capacity | 3 | 3.0668
Electrotemp Technologies China Inc | Classic | 8LCK* | Bottle type | Air-cooled | Free-standing | FALSE | Hot & Cold | 1 | 23 | 0.9 | 2011-05-09 | Low Capacity | 3 | 2.9147
Water Solutions (HongKong), Ltd. | MTN Products, Inc. | RS210EZES | Bottle type | Air-cooled | Free-standing | FALSE | Hot & Cold | 0.5 | 45 | 1.1 | 2010-03-05 | Low Capacity | 3 | 3.0932
Guangdong Midea Consumer Electric Manufacturing Co., Ltd. | Primo | 601159 | Bottle type | Air-cooled | Free-standing | FALSE | Hot & Cold | 0.5 | 22 | 0.8 | 2014-09-17 | Low Capacity | 3 | 3.154
Guangdong Midea Consumer Electric Manufacturing Co., Ltd. | Primo | 601166 | Bottle type | Air-cooled | Free-standing | FALSE | Hot & Cold | 0.5 | 22 | 0.8 | 2014-09-17 | Low Capacity | 3 | 2.7811
Electrotemp Technologies China Inc | Electrotemp Technologies China, Inc. | 8LCH* | Bottle type | Air-cooled | Free-standing | FALSE | Hot & Cold | 1 | 23 | 0.9 | 2011-05-09 | Low Capacity | 3 | 3.0278
Water Solutions (HongKong), Ltd. | MTN Inspiration | VB210EZES | Bottle type | Air-cooled | Free-standing | FALSE | Hot & Cold | 0.5 | 45 | 1.1 | 2010-04-27 | Low Capacity | 3 | 3.1671
Electrotemp Technologies China Inc | Classic | 8LIECHK-BP/SP/WP/W | Bottle type | Air-cooled | Free-standing | FALSE | Hot & Cold | 1 | 23 | 0.9 | 2011-05-09 | Low Capacity | 3 | 3.1312
Water Solutions (HongKong), Ltd. | MTN Inspiration | IB210ESS | Bottle type | Air-cooled | Free-standing | FALSE | Hot & Cold | 0.5 | 45 | 1.1 | 2010-04-27 | Low Capacity | 3 | 2.8863
Electrotemp Technologies China Inc | Viva | 8HDCHK* | Bottle type | Air-cooled | Free-standing | FALSE | Hot & Cold | 1 | 23 | 0.9 | 2011-05-09 | Low Capacity | 3 | 2.8829
Electrotemp Technologies China Inc | Beaumark | 8LCH* | Bottle type | Air-cooled | Free-standing | FALSE | Hot & Cold | 1 | 23 | 0.9 | 2011-05-09 | Low Capacity | 3 | 3.0264
Water Solutions (HongKong), Ltd. | MTN Vision | VB 115 ES | Point-of-use type | Air-cooled | Free-standing | FALSE | Cook (ambient) & Cold | 0.5 | 45 | 1.1 | 2010-09-28 | Low Capacity | 2 | 1.7673
Foshan Shunde Midea Water Dispenser Mft. Co. Ltd. | Primo | 601177 | Bottle type | Air-cooled | Free-standing | FALSE | Hot & Cold | 0.5 | 22 | 0.8 | 2015-01-29 | Low Capacity | 3 | 3.1051
Oasis International | Oasis | POUD1SK | Bottle type | Air-cooled | Free-standing | FALSE | Cook (ambient) & Cold | 0.5 |  | 0.1 | 2011-01-05 | Low Capacity | 2 | 1.7862
Electrotemp Technologies China Inc | Electrotemp Technologies China, Inc. | 8LDIECHK* | Bottle type | Air-cooled | Free-standing | FALSE | Hot & Cold | 1 | 23 | 0.9 | 2011-05-09 | Low Capacity | 3 | 3.104
Electrotemp Technologies China Inc | Electrotemp Technologies China, Inc. | 8LIECHK-SSF | Bottle type | Air-cooled | Free-standing | FALSE | Hot & Cold | 1 | 23 | 0.9 | 2011-05-09 | Low Capacity | 3 | 3.1482
Water Solutions (HongKong), Ltd. | MTN Vision | VB 110 LX EZ ES | Bottle type | Air-cooled | Free-standing | FALSE | Cook (ambient) & Cold | 0.5 | 45 | 1.1 | 2010-09-28 | Low Capacity | 2 | 2.1077
Electrotemp Technologies China Inc | Classic | 8LIECH* | Bottle type | Air-cooled | Free-standing | FALSE | Hot & Cold | 1 | 23 | 0.9 | 2011-05-09 | Low Capacity | 3 | 3.1158
Water Solutions (HongKong), Ltd. | MTN Inspiration | VW210EZESS | Bottle type | Air-cooled | Free-standing | FALSE | Hot & Cold | 0.5 | 45 | 1.1 | 2010-04-27 | Low Capacity | 3 | 2.7813
Water Solutions (HongKong), Ltd. | MTN Reflection | RB 110 EZ ES | Bottle type | Air-cooled | Free-standing | FALSE | Cook (ambient) & Cold | 0.5 | 45 | 1.1 | 2010-09-28 | Low Capacity | 2 | 1.9296
Water Solutions (HongKong), Ltd. | MTN Vision | RW210ES | Bottle type | Air-cooled | Free-standing | FALSE | Hot & Cold | 0.5 | 45 | 1.1 | 2010-04-27 | Low Capacity | 3 | 2.9396
Water Solutions (HongKong), Ltd. | MTN Reflection | VW210LXEZES | Bottle type | Air-cooled | Free-standing | FALSE | Hot & Cold | 0.5 | 45 | 1.1 | 2010-04-27 | Low Capacity | 3 | 2.7553
Foshan Shunde Midea Water Dispenser Mft. Co. Ltd. | Primo | 601130 | Bottle type | Air-cooled | Free-standing | FALSE | Hot & Cold | 0.5 | 22 | 0.7 | 2014-09-05 | Low Capacity | 3 | 3.0768
Water Solutions (HongKong), Ltd. | MTN Vision | VW 115 LX ES | Point-of-use type | Air-cooled | Free-standing | FALSE | Cook (ambient) & Cold | 0.5 | 45 | 1.1 | 2010-09-28 | Low Capacity | 2 | 1.901
Water Solutions (HongKong), Ltd. | MTN Inspiration | RS210EZESS | Bottle type | Air-cooled | Free-standing | FALSE | Hot & Cold | 0.5 | 45 | 1.1 | 2010-04-27 | Low Capacity | 3 | 3.1001
Water Solutions (HongKong), Ltd. | MTN Products, Inc. | IB215ESS | Bottle type | Air-cooled | Free-standing | FALSE | Hot & Cold | 0.5 | 45 | 1.1 | 2010-03-05 | Low Capacity | 3 | 2.9898
Oasis International | Oasis | P1PVHSK | Point-of-use type | Air-cooled | Free-standing | FALSE | Hot & Cold | 1 | 42 | 0.5 | 2011-01-05 | High Capacity | 4 | 3.7536
Guangdong Midea Consumer Electric Manufacturing Co., Ltd. | Primo | 601160 | Bottle type | Air-cooled | Free-standing | FALSE | Hot & Cold | 0.5 | 22 | 0.8 | 2014-09-17 | Low Capacity | 3 | 3.1284
Water Solutions (HongKong), Ltd. | MTN Reflection | IB210LXESS | Bottle type | Air-cooled | Free-standing | FALSE | Hot & Cold | 0.5 | 45 | 1.1 | 2010-04-27 | Low Capacity | 3 | 2.9259
Electrotemp Technologies China Inc | Classic | 8HDCH* | Bottle type | Air-cooled | Free-standing | FALSE | Hot & Cold | 1 | 23 | 0.9 | 2011-05-09 | Low Capacity | 3 | 3.0748
Innovation Plus | Little Luxury | LLVF1 | Bottle type | Air-cooled | Free-standing | FALSE | Cold only | 0.2 |  |  | 2011-11-28 | Low Capacity | 1 | 0.79815
Foshan Shunde Midea Water Dispenser Mft. Co. Ltd. | Midea | MYL1033S-W | Bottle type | Air-cooled | Free-standing | FALSE | Hot & Cold | 0.5 | 22 | 0.6 | 2015-01-29 | Low Capacity | 3 | 3.1439
Midea Water Appliance Co., Ltd. | Primo | YL1135S | Pressure-type, faucet | Air-cooled | Free-standing | FALSE | Hot & Cold | 0.7 | 23 | 1.2 | 2010-10-18 | Low Capacity | 3 | 3.1877
Water Solutions (HongKong), Ltd. | MTN Vision | VW210EZES | Bottle type | Air-cooled | Free-standing | FALSE | Hot & Cold | 0.5 | 45 | 1.1 | 2010-04-27 | Low Capacity | 3 | 3.1835
Electrotemp Technologies China Inc | Black & Decker | 8HDIECHK* | Bottle type | Air-cooled | Free-standing | FALSE | Hot & Cold | 1 | 23 | 0.9 | 2011-05-17 | Low Capacity | 3 | 2.9964
Electrotemp Technologies China Inc | Electrotemp | 8LIECH* | Bottle type | Air-cooled | Free-standing | FALSE | Hot & Cold | 1 | 23 | 0.9 | 2011-05-17 | Low Capacity | 3 | 2.8716
Water Solutions (HongKong), Ltd. | MTN Products, Inc. | IW215LXESS | Point-of-use type | Air-cooled | Free-standing | FALSE | Hot & Cold | 0.5 | 45 | 1.1 | 2010-04-27 | Low Capacity | 3 | 2.8136
Electrotemp Technologies China Inc | Black & Decker | 8LIECH-SSF-COSUS | Bottle type | Air-cooled | Free-standing | FALSE | Hot & Cold | 1 | 23 | 0.9 | 2011-05-17 | Low Capacity | 3 | 2.8814
Water Solutions (HongKong), Ltd. | MTN Inspiration | VW210ESS | Bottle type | Air-cooled | Free-standing | FALSE | Hot & Cold | 0.5 | 45 | 1.1 | 2010-04-27 | Low Capacity | 3 | 2.8405
Electrotemp Technologies China Inc | Classic | 8LIECK* | Bottle type | Air-cooled | Free-standing | FALSE | Hot & Cold | 1 | 23 | 0.9 | 2011-05-09 | Low Capacity | 3 | 3.1397
Foshan Shunde Midea Water Dispenser Mft. Co. Ltd. | Primo | 900128 | Bottle type | Air-cooled | Free-standing | FALSE | Hot & Cold | 0.5 | 22 | 0.7 | 2014-09-05 | Low Capacity | 3 | 2.8875
Water Solutions (HongKong), Ltd. | MTN Reflection | DW210EZESS | Bottle type | Air-cooled | Free-standing | FALSE | Hot & Cold | 0.5 | 45 | 1.1 | 2010-04-27 | Low Capacity | 3 | 2.7519
Water Solutions (HongKong), Ltd. | MTN Vision | RS215ES | Point-of-use type | Air-cooled | Free-standing | FALSE | Hot & Cold | 0.5 | 45 | 1.1 | 2010-04-27 | Low Capacity | 3 | 3.1098
Water Solutions (HongKong), Ltd. | MTN Reflection | RW215ES | Point-of-use type | Air-cooled | Free-standing | FALSE | Hot & Cold | 0.5 | 45 | 1.1 | 2010-04-27 | Low Capacity | 3 | 3.1517
Foshan Shunde Midea Water Dispenser Mft. Co. Ltd. | Primo | 601165 | Bottle type | Air-cooled | Free-standing | FALSE | Hot & Cold | 0.5 | 22 | 0.8 | 2014-09-05 | Low Capacity | 3 | 3.1442
Foshan Shunde Midea Water Dispenser Mft. Co. Ltd. | Kissla | 601153 | Bottle type | Air-cooled | Free-standing | FALSE | Hot & Cold | 0.5 | 22 | 0.7 | 2014-09-05 | Low Capacity | 3 | 3.0869
Water Solutions (HongKong), Ltd. | MTN Products, Inc. | RB215ES | Point-of-use type | Air-cooled | Free-standing | FALSE | Hot & Cold | 0.5 | 45 | 1.1 | 2010-04-27 | Low Capacity | 3 | 3.1989
Water Solutions (HongKong), Ltd. | MTN Products, Inc. | IW210LXES | Bottle type | Air-cooled | Free-standing | FALSE | Hot & Cold | 0.5 | 45 | 1.1 | 2010-03-05 | Low Capacity | 3 | 2.7732
Electrotemp Technologies China Inc | Classic | 8LIECH-SSF | Bottle type | Air-cooled | Free-standing | FALSE | Hot & Cold | 1 | 23 | 0.9 | 2011-05-09 | Low Capacity | 3 | 2.8716
Midea Water Appliance Co., Ltd. | Primo | YLd1132S | Bottle type | Air-cooled | Free-standing | FALSE | Cook (ambient) & Cold | 0.7 | 23 | 0.2 | 2010-10-18 | Low Capacity | 2 | 2.0871
Electrotemp Technologies China Inc | Electrotemp | 8HIECK* | Bottle type | Air-cooled | Free-standing | FALSE | Hot & Cold | 1 | 23 | 0.9 | 2011-05-17 | Low Capacity | 3 | 3.1955
Electrotemp Technologies China Inc | Electrotemp | 8LIECH | Bottle type | Air-cooled | Free-standing | FALSE | Hot & Cold | 1 | 23 | 0.9 | 2011-05-17 | Low Capacity | 3 | 3.0541
Water Solutions (HongKong), Ltd. | MTN Products, Inc. | RP210EZES | Bottle type | Air-cooled | Free-standing | FALSE | Hot & Cold | 0.5 | 45 | 1.1 | 2010-03-05 | Low Capacity | 3 | 2.8458
Water Solutions (HongKong), Ltd. | MTN Products, Inc. | VB215LXES | Point-of-use type | Air-cooled | Free-standing | FALSE | Hot & Cold | 0.5 | 45 | 1.1 | 2010-04-27 | Low Capacity | 3 | 2.8308
Water Solutions (HongKong), Ltd. | MTN Inspiration | VB210ES | Bottle type | Air-cooled | Free-standing | FALSE | Hot & Cold | 0.5 | 45 | 1.1 | 2010-04-27 | Low Capacity | 3 | 2.9949
Water Solutions (HongKong), Ltd. | MTN Vision | VB210LXEZESS | Bottle type | Air-cooled | Free-standing | FALSE | Hot & Cold | 0.5 | 45 | 1.1 | 2010-04-27 | Low Capacity | 3 | 3.1102
Electrotemp Technologies China Inc | Electrotemp Technologies China, Inc. | 8HIECH* | Bottle type | Air-cooled | Free-standing | FALSE | Hot & Cold | 1 | 23 | 0.9 | 2011-05-09 | Low Capacity | 3 | 2.9525
Electrotemp Technologies China Inc | Beaumark | 8LDIECHK* | Bottle type | Air-cooled | Free-standing | FALSE | Hot & Cold | 1 | 23 | 0.9 | 2011-05-09 | Low Capacity | 3 | 3.1154
Guangdong Midea Consumer Electric Manufacturing Co., Ltd. | Primo | 601169 | Bottle type | Air-cooled | Free-standing | FALSE | Hot & Cold | 0.5 | 22 | 0.8 | 2014-09-17 | Low Capacity | 3 | 2.8382
Electrotemp Technologies China Inc | Electrotemp | 8HCHK* | Bottle type | Air-cooled | Free-standing | FALSE | Hot & Cold | 1 | 23 | 0.9 | 2011-05-17 | Low Capacity | 3 | 2.9285
Water Solutions (HongKong), Ltd. | MTN Inspiration | IB 115 ES | Point-of-use type | Air-cooled | Free-standing | FALSE | Cook (ambient) & Cold | 0.5 | 45 | 1.1 | 2010-09-28 | Low Capacity | 2 | 1.7693
Water Solutions (HongKong), Ltd. | MTN Products, Inc. | VW210LXESS | Bottle type | Air-cooled | Free-standing | FALSE | Hot & Cold | 0.5 | 45 | 1.1 | 2010-03-05 | Low Capacity | 3 | 3.1417
Electrotemp Technologies China Inc | Beaumark | 8LDCHK* | Bottle type | Air-cooled | Free-standing | FALSE | Hot & Cold | 1 | 23 | 0.9 | 2011-05-09 | Low Capacity | 3 | 2.9586
Water Solutions (HongKong), Ltd. | MTN Products, Inc. | DW215ESS | Point-of-use type | Air-cooled | Free-standing | FALSE | Hot & Cold | 0.5 | 45 | 1.1 | 2010-04-27 | Low Capacity | 3 | 2.873
Water Solutions (HongKong), Ltd. | MTN Vision | VB215ES | Point-of-use type | Air-cooled | Free-standing | FALSE | Hot & Cold | 0.5 | 45 | 1.1 | 2010-04-27 | Low Capacity | 3 | 2.7855
Water Solutions (HongKong), Ltd. | MTN Products, Inc. | VW215LXES | Bottle type | Air-cooled | Free-standing | FALSE | Hot & Cold | 0.5 | 45 | 1.1 | 2010-03-05 | Low Capacity | 3 | 2.8954
Electrotemp Technologies China Inc | Whirlpool | 8LIECH-SCSSFP5W | Bottle type | Air-cooled | Free-standing | FALSE | Hot & Cold | 1 | 22 | 0.7 | 2014-08-12 | Low Capacity | 3 | 3.2059
Water Solutions (HongKong), Ltd. | MTN Reflection | VW215ES | Point-of-use type | Air-cooled | Free-standing | FALSE | Hot & Cold | 0.5 | 45 | 1.1 | 2010-04-27 | Low Capacity | 3 | 3.1365
Water Solutions (HongKong), Ltd. | MTN Reflection | IB215ES | Point-of-use type | Air-cooled | Free-standing | FALSE | Hot & Cold | 0.5 | 45 | 1.1 | 2010-04-27 | Low Capacity | 3 | 2.9555
Water Solutions (HongKong), Ltd. | MTN Inspiration | RB210EZESS | Bottle type | Air-cooled | Free-standing | FALSE | Hot & Cold | 0.5 | 45 | 1.1 | 2010-04-27 | Low Capacity | 3 | 2.8726
Guangdong Midea Consumer Electric Manufacturing Co., Ltd. | Primo | 900118 | Bottle type | Air-cooled | Free-standing | FALSE | Hot & Cold | 0.5 | 22 | 0.7 | 2014-09-17 | Low Capacity | 3 | 3.0469
Water Solutions (HongKong), Ltd. | MTN Inspiration | VW210LXEZES | Bottle type | Air-cooled | Free-standing | FALSE | Hot & Cold | 0.5 | 45 | 1.1 | 2010-04-27 | Low Capacity | 3 | 3.127
Water Solutions (HongKong), Ltd. | MTN Reflection | RB 115 ES | Point-of-use type | Air-cooled | Free-standing | FALSE | Cook (ambient) & Cold | 0.5 | 45 | 1.1 | 2010-09-28 | Low Capacity | 2 | 1.9178
Water Solutions (HongKong), Ltd. | MTN Vision | VB210ES | Bottle type | Air-cooled | Free-standing | FALSE | Hot & Cold | 0.5 | 45 | 1.1 | 2010-04-27 | Low Capacity | 3 | 3.195
Foshan Shunde Midea Water Dispenser Mft. Co. Ltd. | Hamilton Beach | BL-1-4 | Bottle type | Air-cooled | Free-standing | FALSE | Hot & Cold | 0.5 | 22 | 0.8 | 2014-09-05 | Low Capacity | 3 | 3.0426
Water Solutions (HongKong), Ltd. | MTN Inspiration | IW210LXEZES | Bottle type | Air-cooled | Free-standing | FALSE | Hot & Cold | 0.5 | 45 | 1.1 | 2010-04-27 | Low Capacity | 3 | 2.9771
Water Solutions (HongKong), Ltd. | MTN Vision | RB215ES | Point-of-use type | Air-cooled | Free-standing | FALSE | Hot & Cold | 0.5 | 45 | 1.1 | 2010-04-27 | Low Capacity | 3 | 3.0186
Water Solutions (HongKong), Ltd. | MTN Inspiration | VW215LXESS | Point-of-use type | Air-cooled | Free-standing | FALSE | Hot & Cold | 0.5 | 45 | 1.1 | 2010-04-27 | Low Capacity | 3 | 3.1402
Foshan Shunde Midea Water Dispenser Mft. Co. Ltd. | Primo | 601183 | Bottle type | Air-cooled | Free-standing | FALSE | Hot & Cold | 0.5 | 22 | 0.8 | 2014-09-05 | Low Capacity | 3 | 2.8953
Electrotemp Technologies China Inc | Electrotemp | 8LIECHK-SSF | Bottle type | Air-cooled | Free-standing | FALSE | Hot & Cold | 1 | 23 | 0.9 | 2011-05-17 | Low Capacity | 3 | 2.9784
Water Solutions (HongKong), Ltd. | MTN Inspiration | RS215ES | Point-of-use type | Air-cooled | Free-standing | FALSE | Hot & Cold | 0.5 | 45 | 1.1 | 2010-04-27 | Low Capacity | 3 | 3.2075
Electrotemp Technologies China Inc | Beaumark | 8LIECHK-SSF | Bottle type | Air-cooled | Free-standing | FALSE | Hot & Cold | 1 | 23 | 0.9 | 2011-05-09 | Low Capacity | 3 | 2.7616
Electrotemp Technologies China Inc | Electrotemp | 8HIECHK-SSF | Bottle type | Air-cooled | Free-standing | FALSE | Hot & Cold | 1 | 23 | 0.9 | 2011-05-17 | Low Capacity | 3 | 2.9525
Foshan Shunde Midea Water Dispenser Mft. Co. Ltd. | Primo | 601169 | Bottle type | Air-cooled | Free-standing | FALSE | Hot & Cold | 0.5 | 22 | 0.8 | 2014-09-05 | Low Capacity | 3 | 2.9196
Foshan Shunde Midea Water Dispenser Mft. Co. Ltd. | Primo | 601159 | Bottle type | Air-cooled | Free-standing | FALSE | Hot & Cold | 0.5 | 22 | 0.8 | 2014-09-05 | Low Capacity | 3 | 3.2046
Foshan Shunde Midea Water Dispenser Mft. Co. Ltd. | Primo | 601176 | Bottle type | Air-cooled | Free-standing | FALSE | Hot & Cold | 0.5 | 22 | 0.8 | 2015-01-29 | Low Capacity | 3 | 3.004
Water Solutions (HongKong), Ltd. | MTN Inspiration | IW210ESS | Bottle type | Air-cooled | Free-standing | FALSE | Hot & Cold | 0.5 | 45 | 1.1 | 2010-04-27 | Low Capacity | 3 | 3.1324
Water Solutions (HongKong), Ltd. | MTN Reflection | VB215ES | Point-of-use type | Air-cooled | Free-standing | FALSE | Hot & Cold | 0.5 | 45 | 1.1 | 2010-04-27 | Low Capacity | 3 | 2.9176
Guangdong Midea Consumer Electric Manufacturing Co., Ltd. | Primo | 601168 | Bottle type | Air-cooled | Free-standing | FALSE | Hot & Cold | 0.5 | 22 | 0.8 | 2014-09-17 | Low Capacity | 3 | 2.8215
Water Solutions (HongKong), Ltd. | MTN Products, Inc. | DW215ES | Bottle type | Air-cooled | Free-standing | FALSE | Hot & Cold | 0.5 | 45 | 1.1 | 2010-03-05 | Low Capacity | 3 | 2.8425
Water Solutions (HongKong), Ltd. | MTN Inspiration | DW215ES | Point-of-use type | Air-cooled | Free-standing | FALSE | Hot & Cold | 0.5 | 45 | 1.1 | 2010-04-27 | Low Capacity | 3 | 2.97
Electrotemp Technologies China Inc | Beaumark | 8LIECHK-BP/SP/WP/W | Bottle type | Air-cooled | Free-standing | FALSE | Hot & Cold | 1 | 23 | 0.9 | 2011-05-09 | Low Capacity | 3 | 2.9654
Water Solutions (HongKong), Ltd. | MTN Reflection | VB210EZESS | Bottle type | Air-cooled | Free-standing | FALSE | Hot & Cold | 0.5 | 45 | 1.1 | 2010-04-27 | Low Capacity | 3 | 3.227
Water Solutions (HongKong), Ltd. | MTN Inspiration | IB210ES | Bottle type | Air-cooled | Free-standing | FALSE | Hot & Cold | 0.5 | 45 | 1.1 | 2010-04-27 | Low Capacity | 3 | 3.2225
Water Solutions (HongKong), Ltd. | MTN Vision | IW210LXEZES | Bottle type | Air-cooled | Free-standing | FALSE | Hot & Cold | 0.5 | 45 | 1.1 | 2010-04-27 | Low Capacity | 3 | 2.7877
Electrotemp Technologies China Inc | Beaumark | 8LCK* | Bottle type | Air-cooled | Free-standing | FALSE | Hot & Cold | 1 | 23 | 0.9 | 2011-05-09 | Low Capacity | 3 | 2.9028
Electrotemp Technologies China Inc | Black & Decker | 8HIECK* | Bottle type | Air-cooled | Free-standing | FALSE | Hot & Cold | 1 | 23 | 0.9 | 2011-05-17 | Low Capacity | 3 | 3.0824
AVANTI PRODUCTS LLC | Avanti | WD361 | Bottle type | Air-cooled | Free-standing | FALSE | Hot & Cold | 1 | 21 | 0.6 | 2011-08-15 | Low Capacity | 3 | 2.8772
Electrotemp Technologies China Inc | Classic | 8HIECH* | Bottle type | Air-cooled | Free-standing | FALSE | Hot & Cold | 1 | 23 | 0.9 | 2011-05-09 | Low Capacity | 3 | 3.0606
Water Solutions (HongKong), Ltd. | MTN Reflection | RP 110 EZ ES | Bottle type | Air-cooled | Free-standing | FALSE | Cook (ambient) & Cold | 0.5 | 45 | 1.1 | 2010-09-28 | Low Capacity | 2 | 2.2433
Water Solutions (HongKong), Ltd. | MTN Reflection | IB210ES | Bottle type | Air-cooled | Free-standing | FALSE | Hot & Cold | 0.5 | 45 | 1.1 | 2010-04-27 | Low Capacity | 3 | 2.9068
Water Solutions (HongKong), Ltd. | MTN Vision | RW210EZESS | Bottle type | Air-cooled | Free-standing | FALSE | Hot & Cold | 0.5 | 45 | 1.1 | 2010-04-27 | Low Capacity | 3 | 2.7862
Water Solutions (HongKong), Ltd. | MTN Products, Inc. | RW215ES | Bottle type | Air-cooled | Free-standing | FALSE | Hot & Cold | 0.5 | 45 | 1.1 | 2010-03-05 | Low Capacity | 3 | 2.9525
Water Solutions (HongKong), Ltd. | MTN Products, Inc. | DW210ESS | Bottle type | Air-cooled | Free-standing | FALSE | Hot & Cold | 0.5 | 45 | 1.1 | 2010-03-05 | Low Capacity | 3 | 2.8414
Water Solutions (HongKong), Ltd. | MTN Products, Inc. | RP210ES | Bottle type | Air-cooled | Free-standing | FALSE | Hot & Cold | 0.5 | 45 | 1.1 | 2010-03-05 | Low Capacity | 3 | 3.0627
Water Solutions (HongKong), Ltd. | MTN Vision | IW210EZES | Bottle type | Air-cooled | Free-standing | FALSE | Hot & Cold | 0.5 | 45 | 1.1 | 2010-04-27 | Low Capacity | 3 | 2.9199
Water Solutions (HongKong), Ltd. | MTN Vision | DW215ES | Point-of-use type | Air-cooled | Free-standing | FALSE | Hot & Cold | 0.5 | 45 | 1.1 | 2010-04-27 | Low Capacity | 3 | 2.9747
Water Solutions (HongKong), Ltd. | MTN Vision | RW215ESS | Point-of-use type | Air-cooled | Free-standing | FALSE | Hot & Cold | 0.5 | 45 | 1.1 | 2010-04-27 | Low Capacity | 3 | 2.8093
Water Solutions (HongKong), Ltd. | MTN Reflection | IB210LXEZES | Bottle type | Air-cooled | Free-standing | FALSE | Hot & Cold | 0.5 | 45 | 1.1 | 2010-04-27 | Low Capacity | 3 | 2.7605
Midea Water Appliance Co., Ltd. | Garrison | MYL1033S-W | Bottle type | Air-cooled | Free-standing | FALSE | Hot & Cold | 0.4 | 35 | 1.2 | 2010-04-02 | Low Capacity | 3 | 3.1908
Midea Water Appliance Co., Ltd. | Garrison | MYL1032S-B | Bottle type | Air-cooled | Free-standing | TRUE | Hot & Cold | 0.2 | 35 | 1.2 | 2010-04-02 | Low Capacity | 3 | 3.169
Electrotemp Technologies China Inc | Beaumark | 8HDIECH* | Bottle type | Air-cooled | Free-standing | FALSE | Hot & Cold | 1 | 23 | 0.9 | 2011-05-09 | Low Capacity | 3 | 3.0944
Water Solutions (HongKong), Ltd. | MTN Inspiration | VB210LXEZESS | Bottle type | Air-cooled | Free-standing | FALSE | Hot & Cold | 0.5 | 45 | 1.1 | 2010-04-27 | Low Capacity | 3 | 3.0273
Water Solutions (HongKong), Ltd. | MTN Reflection | RB210EZES | Bottle type | Air-cooled | Free-standing | FALSE | Hot & Cold | 0.5 | 45 | 1.1 | 2010-04-27 | Low Capacity | 3 | 3.0531
Water Solutions (HongKong), Ltd. | MTN Inspiration | VB210LXES | Bottle type | Air-cooled | Free-standing | FALSE | Hot & Cold | 0.5 | 45 | 1.1 | 2010-04-27 | Low Capacity | 3 | 2.8347
Water Solutions (HongKong), Ltd. | MTN Products, Inc. | IB210LXEZES | Bottle type | Air-cooled | Free-standing | FALSE | Hot & Cold | 0.5 | 45 | 1.1 | 2010-03-05 | Low Capacity | 3 | 2.9794
Water Solutions (HongKong), Ltd. | MTN Reflection | IW210LXESS | Bottle type | Air-cooled | Free-standing | FALSE | Hot & Cold | 0.5 | 45 | 1.1 | 2010-04-27 | Low Capacity | 3 | 3.2057
Water Solutions (HongKong), Ltd. | MTN Inspiration | IW 110 LX EZ ES | Bottle type | Air-cooled | Free-standing | FALSE | Cook (ambient) & Cold | 0.5 | 45 | 1.1 | 2010-09-28 | Low Capacity | 2 | 2.1195
Water Solutions (HongKong), Ltd. | MTN Inspiration | IB215LXESS | Point-of-use type | Air-cooled | Free-standing | FALSE | Hot & Cold | 0.5 | 45 | 1.1 | 2010-04-27 | Low Capacity | 3 | 3.247
Electrotemp Technologies China Inc | Electrotemp | 8HIECK | Bottle type | Air-cooled | Free-standing | FALSE | Hot & Cold | 1 | 23 | 0.9 | 2011-05-17 | Low Capacity | 3 | 3.0461
IGO Direct | Exclusive | F828H | Point-of-use type | Air-cooled | Free-standing | FALSE | Hot & Cold | 6.2 | 60 | 1.1 | 2010-11-09 | High Capacity | 4 | 3.7575
Foshan Shunde Midea Water Dispenser Mft. Co. Ltd. | Hamilton Beach | BL-8-4 | Bottle type | Air-cooled | Free-standing | FALSE | Hot & Cold | 0.5 | 22 | 0.8 | 2014-09-05 | Low Capacity | 3 | 3.1374
Water Solutions (HongKong), Ltd. | MTN Reflection | RB210EZESS | Bottle type | Air-cooled | Free-standing | FALSE | Hot & Cold | 0.5 | 45 | 1.1 | 2010-04-27 | Low Capacity | 3 | 3.1293
Electrotemp Technologies China Inc | Classic | 8LDIECHK* | Bottle type | Air-cooled | Free-standing | FALSE | Hot & Cold | 1 | 23 | 0.9 | 2011-05-09 | Low Capacity | 3 | 3.1687
Guangdong Midea Consumer Electric Manufacturing Co., Ltd. | Primo | 900130 | Bottle type | Air-cooled | Free-standing | FALSE | Hot & Cold | 0.5 | 22 | 0.8 | 2014-09-17 | Low Capacity | 3 | 3.2494
Electrotemp Technologies China Inc | Viva | 8LIECHK-BP/SP/WP/W | Bottle type | Air-cooled | Free-standing | FALSE | Hot & Cold | 1 | 23 | 0.9 | 2011-05-09 | Low Capacity | 3 | 2.8189
Foshan Shunde Midea Water Dispenser Mft. Co. Ltd. | Hamilton Beach | BL-7-4 | Bottle type | Air-cooled | Free-standing | FALSE | Hot & Cold | 0.5 | 22 | 0.8 | 2014-09-05 | Low Capacity | 3 | 2.8789
Midea Water Appliance Co., Ltd. | Primo | 900135 | Bottle type | Air-cooled | Free-standing | FALSE | Hot & Cold | 0.7 | 23 | 1.2 | 2011-02-16 | Low Capacity | 3 | 2.9636
Foshan Shunde Midea Water Dispenser Mft. Co. Ltd. | Primo | 601169 | Bottle type | Air-cooled | Free-standing | FALSE | Hot & Cold | 0.5 | 22 | 0.8 | 2015-01-29 | Low Capacity | 3 | 3.0651
Water Solutions (HongKong), Ltd. | MTN Reflection | VB215LXES | Point-of-use type | Air-cooled | Free-standing | FALSE | Hot & Cold | 0.5 | 45 | 1.1 | 2010-04-27 | Low Capacity | 3 | 2.8604
Guangdong Midea Consumer Electric Manufacturing Co., Ltd. | Primo | 601183 | Bottle type | Air-cooled | Free-standing | FALSE | Hot & Cold | 0.5 | 22 | 0.8 | 2014-09-17 | Low Capacity | 3 | 2.9866
Water Solutions (HongKong), Ltd. | MTN Reflection | VW210ES | Bottle type | Air-cooled | Free-standing | FALSE | Hot & Cold | 0.5 | 45 | 1.1 | 2010-04-27 | Low Capacity | 3 | 3.1716
Foshan Shunde Midea Water Dispenser Mft. Co. Ltd. | Primo | 601158 | Bottle type | Air-cooled | Free-standing | FALSE | Hot & Cold | 0.5 | 22 | 0.7 | 2014-09-05 | Low Capacity | 3 | 3.0792
AVANTI PRODUCTS LLC | Avanti | WD362BP | Bottle type | Air-cooled | Free-standing | FALSE | Hot & Cold | 1 | 21 | 0.6 | 2011-08-15 | Low Capacity | 3 | 3.1186
Water Solutions (HongKong), Ltd. | MTN Inspiration | RW210EZES | Bottle type | Air-cooled | Free-standing | FALSE | Hot & Cold | 0.5 | 45 | 1.1 | 2010-04-27 | Low Capacity | 3 | 3.2146
Water Solutions (HongKong), Ltd. | MTN Inspiration | RW215ESS | Point-of-use type | Air-cooled | Free-standing | FALSE | Hot & Cold | 0.5 | 45 | 1.1 | 2010-04-27 | Low Capacity | 3 | 3.1293
Water Solutions (HongKong), Ltd. | MTN Vision | VW215ES | Point-of-use type | Air-cooled | Free-standing | FALSE | Hot & Cold | 0.5 | 45 | 1.1 | 2010-04-27 | Low Capacity | 3 | 2.9611
Water Solutions (HongKong), Ltd. | MTN Products, Inc. | IB215ES | Bottle type | Air-cooled | Free-standing | FALSE | Hot & Cold | 0.5 | 45 | 1.1 | 2010-03-05 | Low Capacity | 3 | 3.1533
Guangdong Midea Consumer Electric Manufacturing Co., Ltd. | Primo | 601146 | Bottle type | Air-cooled | Free-standing | FALSE | Hot & Cold | 0.5 | 22 | 0.8 | 2014-09-17 | Low Capacity | 3 | 3.1849
Water Solutions (HongKong), Ltd. | MTN Inspiration | IW 115 LX ES | Point-of-use type | Air-cooled | Free-standing | FALSE | Cook (ambient) & Cold | 0.5 | 45 | 1.1 | 2010-09-28 | Low Capacity | 2 | 1.8951
Water Solutions (HongKong), Ltd. | MTN Reflection | IW215LXES | Point-of-use type | Air-cooled | Free-standing | FALSE | Hot & Cold | 0.5 | 45 | 1.1 | 2010-04-27 | Low Capacity | 3 | 3.1756
Water Solutions (HongKong), Ltd. | MTN Vision | VW210LXESS | Bottle type | Air-cooled | Free-standing | FALSE | Hot & Cold | 0.5 | 45 | 1.1 | 2010-04-27 | Low Capacity | 3 | 2.772
Electrotemp Technologies China Inc | Electrotemp | 8LDIECH* | Bottle type | Air-cooled | Free-standing | FALSE | Hot & Cold | 1 | 23 | 0.9 | 2011-05-17 | Low Capacity | 3 | 2.7977
Electrotemp Technologies China Inc | Electrotemp Technologies China, Inc. | 8LIECH-SSF | Bottle type | Air-cooled | Free-standing | FALSE | Hot & Cold | 1 | 23 | 0.9 | 2011-05-09 | Low Capacity | 3 | 3.0628
Electrotemp Technologies China Inc | Classic | 8LIECH-BP/SP/WP/W | Bottle type | Air-cooled | Free-standing | FALSE | Hot & Cold | 1 | 23 | 0.9 | 2011-05-09 | Low Capacity | 3 | 2.996
Foshan Shunde Midea Water Dispenser Mft. Co. Ltd. | Primo | 601144 | Bottle type | Air-cooled | Free-standing | FALSE | Hot & Cold | 0.5 | 22 | 0.8 | 2014-09-05 | Low Capacity | 3 | 3.1876
Water Solutions (HongKong), Ltd. | MTN Vision | VW210LXES | Bottle type | Air-cooled | Free-standing | FALSE | Hot & Cold | 0.5 | 45 | 1.1 | 2010-04-27 | Low Capacity | 3 | 2.8835
Electrotemp Technologies China Inc | Beaumark | 8HCHK* | Bottle type | Air-cooled | Free-standing | FALSE | Hot & Cold | 1 | 23 | 0.9 | 2011-05-09 | Low Capacity | 3 | 2.761
Foshan Shunde Midea Water Dispenser Mft. Co. Ltd. | Primo | 601090 C | Bottle type | Air-cooled | Free-standing | FALSE | Hot & Cold | 0.5 | 22 | 0.8 | 2014-09-05 | Low Capacity | 3 | 3.0962
Foshan Shunde Midea Water Dispenser Mft. Co. Ltd. | Primo | 900133 | Bottle type | Air-cooled | Free-standing | FALSE | Hot & Cold | 0.5 | 22 | 0.8 | 2015-01-29 | Low Capacity | 3 | 3.09
Electrotemp Technologies China Inc | Beaumark | 8LIECH | Bottle type | Air-cooled | Free-standing | FALSE | Hot & Cold | 1 | 23 | 0.9 | 2011-05-09 | Low Capacity | 3 | 3.0508
Water Solutions (HongKong), Ltd. | MTN Products, Inc. | IW215LXES | Point-of-use type | Air-cooled | Free-standing | FALSE | Hot & Cold | 0.5 | 45 | 1.1 | 2010-04-27 | Low Capacity | 3 | 2.7914
Foshan Shunde Midea Water Dispenser Mft. Co. Ltd. | Primo | 601183 | Bottle type | Air-cooled | Free-standing | FALSE | Hot & Cold | 0.5 | 22 | 0.8 | 2015-01-29 | Low Capacity | 3 | 3.0382
Foshan Shunde Midea Water Dispenser Mft. Co. Ltd. | Primo | 601121 | Bottle type | Air-cooled | Free-standing | FALSE | Hot & Cold | 0.5 | 22 | 0.7 | 2015-01-29 | Low Capacity | 3 | 3.2038
Oasis International | Oasis | P1PVSK | Bottle type | Air-cooled | Free-standing | FALSE | Cook (ambient) & Cold | 1 |  | 0.1 | 2011-01-05 | Low Capacity | 2 | 2.101
Midea Water Appliance Co., Ltd. | Primo | 900118 | Bottle type | Air-cooled | Free-standing | FALSE | Hot & Cold | 0.7 | 23 | 1.2 | 2010-10-18 | Low Capacity | 3 | 2.7685
Water Solutions (HongKong), Ltd. | MTN Vision | VW210LXEZES | Bottle type | Air-cooled | Free-standing | FALSE | Hot & Cold | 0.5 | 45 | 1.1 | 2010-04-27 | Low Capacity | 3 | 3.0713