## 1. Introduction
ENERGY STAR® Data Center Storage Data and Analysis
Enclosed are the ENERGY STAR Data Center Storage data and analysis supporting the Version 2.0 ENERGY STAR specification. The following tabs are included in this workbook:
1. Introduction: Includes Introduction, table of contents and contacts.
2. Key Product Criteria: Displays key data for new specifications and major revisions.
Table 1: V1.0 Efficiency Requirements
3. Product Availability: Provides model counts of available product at the V2.0 criteria levels.
Table 2: Product Availability and Percentage of Total
4. ENERGY STAR Dataset: Includes all data center storage products that have been tested to the ENERGY STAR test method.
Table 3a: 02 Trans
Table 3b: 02 Seq
Table 3c: 03 Trans
Table 3d: 03 Seq
Table 3e: 04 Trans
Table 3f: 04 Seq
If you have any questions concerning this data, please contact Ryan Fogle, EPA, at Fogle.Ryan@epa.gov. For more information on ENERGY STAR Data Center Storage specification development, please visit www.energystar.gov/RevisedSpecs and follow the link for “Data Center Storage".

## 2. Version 2.0 Criteria
Table 1: V2.0 Efficiency Requirements

## 4. Product Availability
Table 5: Product Availability and Percentage of Total
V2.0 Efficiencies Per Bin
ENERGY STAR Partner Brands | Non-ENERGY STAR | ENERGY STAR | Online 2 - Transaction | Online 2 - Streaming | Online 3 - Transaction | Online 3 - Streaming | Online 4 - Transaction | Online 4 - Streaming | Total Count Under V2.0 Criteria Levels
ES Models | 198 | 76 | 11 | 18 | 27 | 3 | 9 | 8 | 76
Non-ES Models | 0 | 0 | 0 | 0 | 0 | 0 | 0 | 0 | 0
Pass Rate |  | 38.38% | 91.67% | 52.94% | 38.03% | 12.5% | 31.03% | 28.57% | 38.38%
Count of Brands |  | 12 | 2 | 5 | 2 | 2 | 4 | 1 | 12

## V2.0 Proposals CADRperW (hidden)
Smoke CADR/W (Consistant Proposal Levels) | [7 empty] | Smoke CADR/W (Consistant Proposal Levels) | [7 empty] | Smoke CADR/W (Consistant Proposal Levels) | [7 empty] | Smoke CADR/W (Consistant Proposal Levels) | [7 empty] | Smoke CADR/W (Consistant Proposal Levels)
CADR < 100 | [7 empty] | 100 =< CADR < 150 | [7 empty] | 150 =< CADR < 200 | [7 empty] | 200 <= CADR | [7 empty] | All
ENERGY STAR Manufacturing Partner Brands | Non-ENERGY STAR | ENERGY STAR | Proposal # 1 (CADR/W = 2.0) | Proposal # 2 (CADR/W = 2.1) | Proposal # 3 (CADR/W = 2.3) | Proposal # 4 (CADR/W = 2.5) | Proposal # 5 (CADR/W = 2.7) | ENERGY STAR Manufacturing Partner Brands | Non-ENERGY STAR | ENERGY STAR | Proposal # 1 (CADR/W = 2.0) | Proposal # 2 (CADR/W = 2.1) | Proposal # 3 (CADR/W = 2.3) | Proposal # 4 (CADR/W = 2.5) | Proposal # 5 (CADR/W = 2.7) | ENERGY STAR Manufacturing Partner Brands | Non-ENERGY STAR | ENERGY STAR | Proposal # 1 (CADR/W = 2.0) | Proposal # 2 (CADR/W = 2.1) | Proposal # 3 (CADR/W = 2.3) | Proposal # 4 (CADR/W = 2.5) | Proposal # 5 (CADR/W = 2.7) | ENERGY STAR Manufacturing Partner Brands | Non-ENERGY STAR | ENERGY STAR | Proposal # 1 (CADR/W = 2.0) | Proposal # 2 (CADR/W = 2.1) | Proposal # 3 (CADR/W = 2.3) | Proposal # 4 (CADR/W = 2.5) | Proposal # 5 (CADR/W = 2.7) | ENERGY STAR Manufacturing Partner Brands | Non-ENERGY STAR | ENERGY STAR | Proposal # 1 (CADR/W = 2.0) | Proposal # 2 (CADR/W = 2.1) | Proposal # 3 (CADR/W = 2.3) | Proposal # 4 (CADR/W = 2.5) | Proposal # 5 (CADR/W = 2.7)
Aerus |  | #REF! | #REF! | #REF! | #REF! | #REF! | #REF! | Aerus |  | #REF! | #REF! | #REF! | #REF! | #REF! | #REF! | Aerus |  | #REF! | #REF! | #REF! | #REF! | #REF! | #REF! | Aerus |  | #REF! | #REF! | #REF! | #REF! | #REF! | #REF! | Aerus |  | #REF! | #REF! | #REF! | #REF! | #REF! | #REF!
Airgle |  | #REF! | #REF! | #REF! | #REF! | #REF! | #REF! | Airgle |  | #REF! | #REF! | #REF! | #REF! | #REF! | #REF! | Airgle |  | #REF! | #REF! | #REF! | #REF! | #REF! | #REF! | Airgle |  | #REF! | #REF! | #REF! | #REF! | #REF! | #REF! | Airgle |  | #REF! | #REF! | #REF! | #REF! | #REF! | #REF!
AIRMEGA |  | #REF! | #REF! | #REF! | #REF! | #REF! | #REF! | AIRMEGA |  | #REF! | #REF! | #REF! | #REF! | #REF! | #REF! | AIRMEGA |  | #REF! | #REF! | #REF! | #REF! | #REF! | #REF! | AIRMEGA |  | #REF! | #REF! | #REF! | #REF! | #REF! | #REF! | AIRMEGA |  | #REF! | #REF! | #REF! | #REF! | #REF! | #REF!
Alen |  | #REF! | #REF! | #REF! | #REF! | #REF! | #REF! | Alen |  | #REF! | #REF! | #REF! | #REF! | #REF! | #REF! | Alen |  | #REF! | #REF! | #REF! | #REF! | #REF! | #REF! | Alen |  | #REF! | #REF! | #REF! | #REF! | #REF! | #REF! | Alen |  | #REF! | #REF! | #REF! | #REF! | #REF! | #REF!
Allergy Pro |  | #REF! | #REF! | #REF! | #REF! | #REF! | #REF! | Allergy Pro |  | #REF! | #REF! | #REF! | #REF! | #REF! | #REF! | Allergy Pro |  | #REF! | #REF! | #REF! | #REF! | #REF! | #REF! | Allergy Pro |  | #REF! | #REF! | #REF! | #REF! | #REF! | #REF! | Allergy Pro |  | #REF! | #REF! | #REF! | #REF! | #REF! | #REF!
Atmosphere |  | #REF! | #REF! | #REF! | #REF! | #REF! | #REF! | Atmosphere |  | #REF! | #REF! | #REF! | #REF! | #REF! | #REF! | Atmosphere |  | #REF! | #REF! | #REF! | #REF! | #REF! | #REF! | Atmosphere |  | #REF! | #REF! | #REF! | #REF! | #REF! | #REF! | Atmosphere |  | #REF! | #REF! | #REF! | #REF! | #REF! | #REF!
BeneLife |  | #REF! | #REF! | #REF! | #REF! | #REF! | #REF! | BeneLife |  | #REF! | #REF! | #REF! | #REF! | #REF! | #REF! | BeneLife |  | #REF! | #REF! | #REF! | #REF! | #REF! | #REF! | BeneLife |  | #REF! | #REF! | #REF! | #REF! | #REF! | #REF! | BeneLife |  | #REF! | #REF! | #REF! | #REF! | #REF! | #REF!
Bionaire |  | #REF! | #REF! | #REF! | #REF! | #REF! | #REF! | Bionaire |  | #REF! | #REF! | #REF! | #REF! | #REF! | #REF! | Bionaire |  | #REF! | #REF! | #REF! | #REF! | #REF! | #REF! | Bionaire |  | #REF! | #REF! | #REF! | #REF! | #REF! | #REF! | Bionaire |  | #REF! | #REF! | #REF! | #REF! | #REF! | #REF!
BLUE |  | #REF! | #REF! | #REF! | #REF! | #REF! | #REF! | BLUE |  | #REF! | #REF! | #REF! | #REF! | #REF! | #REF! | BLUE |  | #REF! | #REF! | #REF! | #REF! | #REF! | #REF! | BLUE |  | #REF! | #REF! | #REF! | #REF! | #REF! | #REF! | BLUE |  | #REF! | #REF! | #REF! | #REF! | #REF! | #REF!
Blueair |  | #REF! | #REF! | #REF! | #REF! | #REF! | #REF! | Blueair |  | #REF! | #REF! | #REF! | #REF! | #REF! | #REF! | Blueair |  | #REF! | #REF! | #REF! | #REF! | #REF! | #REF! | Blueair |  | #REF! | #REF! | #REF! | #REF! | #REF! | #REF! | Blueair |  | #REF! | #REF! | #REF! | #REF! | #REF! | #REF!
Blueair Aerus |  | #REF! | #REF! | #REF! | #REF! | #REF! | #REF! | Blueair Aerus |  | #REF! | #REF! | #REF! | #REF! | #REF! | #REF! | Blueair Aerus |  | #REF! | #REF! | #REF! | #REF! | #REF! | #REF! | Blueair Aerus |  | #REF! | #REF! | #REF! | #REF! | #REF! | #REF! | Blueair Aerus |  | #REF! | #REF! | #REF! | #REF! | #REF! | #REF!
Boneco |  | #REF! | #REF! | #REF! | #REF! | #REF! | #REF! | Boneco |  | #REF! | #REF! | #REF! | #REF! | #REF! | #REF! | Boneco |  | #REF! | #REF! | #REF! | #REF! | #REF! | #REF! | Boneco |  | #REF! | #REF! | #REF! | #REF! | #REF! | #REF! | Boneco |  | #REF! | #REF! | #REF! | #REF! | #REF! | #REF!
Brondell |  | #REF! | #REF! | #REF! | #REF! | #REF! | #REF! | Brondell |  | #REF! | #REF! | #REF! | #REF! | #REF! | #REF! | Brondell |  | #REF! | #REF! | #REF! | #REF! | #REF! | #REF! | Brondell |  | #REF! | #REF! | #REF! | #REF! | #REF! | #REF! | Brondell |  | #REF! | #REF! | #REF! | #REF! | #REF! | #REF!
Coway |  | #REF! | #REF! | #REF! | #REF! | #REF! | #REF! | Coway |  | #REF! | #REF! | #REF! | #REF! | #REF! | #REF! | Coway |  | #REF! | #REF! | #REF! | #REF! | #REF! | #REF! | Coway |  | #REF! | #REF! | #REF! | #REF! | #REF! | #REF! | Coway |  | #REF! | #REF! | #REF! | #REF! | #REF! | #REF!
Coway, Cairs |  | #REF! | #REF! | #REF! | #REF! | #REF! | #REF! | Coway, Cairs |  | #REF! | #REF! | #REF! | #REF! | #REF! | #REF! | Coway, Cairs |  | #REF! | #REF! | #REF! | #REF! | #REF! | #REF! | Coway, Cairs |  | #REF! | #REF! | #REF! | #REF! | #REF! | #REF! | Coway, Cairs |  | #REF! | #REF! | #REF! | #REF! | #REF! | #REF!
Electrolux |  | #REF! | #REF! | #REF! | #REF! | #REF! | #REF! | Electrolux |  | #REF! | #REF! | #REF! | #REF! | #REF! | #REF! | Electrolux |  | #REF! | #REF! | #REF! | #REF! | #REF! | #REF! | Electrolux |  | #REF! | #REF! | #REF! | #REF! | #REF! | #REF! | Electrolux |  | #REF! | #REF! | #REF! | #REF! | #REF! | #REF!
Envion |  | #REF! | #REF! | #REF! | #REF! | #REF! | #REF! | Envion |  | #REF! | #REF! | #REF! | #REF! | #REF! | #REF! | Envion |  | #REF! | #REF! | #REF! | #REF! | #REF! | #REF! | Envion |  | #REF! | #REF! | #REF! | #REF! | #REF! | #REF! | Envion |  | #REF! | #REF! | #REF! | #REF! | #REF! | #REF!
Febreze |  | #REF! | #REF! | #REF! | #REF! | #REF! | #REF! | Febreze |  | #REF! | #REF! | #REF! | #REF! | #REF! | #REF! | Febreze |  | #REF! | #REF! | #REF! | #REF! | #REF! | #REF! | Febreze |  | #REF! | #REF! | #REF! | #REF! | #REF! | #REF! | Febreze |  | #REF! | #REF! | #REF! | #REF! | #REF! | #REF!
Fellowes |  | #REF! | #REF! | #REF! | #REF! | #REF! | #REF! | Fellowes |  | #REF! | #REF! | #REF! | #REF! | #REF! | #REF! | Fellowes |  | #REF! | #REF! | #REF! | #REF! | #REF! | #REF! | Fellowes |  | #REF! | #REF! | #REF! | #REF! | #REF! | #REF! | Fellowes |  | #REF! | #REF! | #REF! | #REF! | #REF! | #REF!
Filtrete |  | #REF! | #REF! | #REF! | #REF! | #REF! | #REF! | Filtrete |  | #REF! | #REF! | #REF! | #REF! | #REF! | #REF! | Filtrete |  | #REF! | #REF! | #REF! | #REF! | #REF! | #REF! | Filtrete |  | #REF! | #REF! | #REF! | #REF! | #REF! | #REF! | Filtrete |  | #REF! | #REF! | #REF! | #REF! | #REF! | #REF!
Friedrich |  | #REF! | #REF! | #REF! | #REF! | #REF! | #REF! | Friedrich |  | #REF! | #REF! | #REF! | #REF! | #REF! | #REF! | Friedrich |  | #REF! | #REF! | #REF! | #REF! | #REF! | #REF! | Friedrich |  | #REF! | #REF! | #REF! | #REF! | #REF! | #REF! | Friedrich |  | #REF! | #REF! | #REF! | #REF! | #REF! | #REF!
Frigidaire |  | #REF! | #REF! | #REF! | #REF! | #REF! | #REF! | Frigidaire |  | #REF! | #REF! | #REF! | #REF! | #REF! | #REF! | Frigidaire |  | #REF! | #REF! | #REF! | #REF! | #REF! | #REF! | Frigidaire |  | #REF! | #REF! | #REF! | #REF! | #REF! | #REF! | Frigidaire |  | #REF! | #REF! | #REF! | #REF! | #REF! | #REF!
GermGuardian |  | #REF! | #REF! | #REF! | #REF! | #REF! | #REF! | GermGuardian |  | #REF! | #REF! | #REF! | #REF! | #REF! | #REF! | GermGuardian |  | #REF! | #REF! | #REF! | #REF! | #REF! | #REF! | GermGuardian |  | #REF! | #REF! | #REF! | #REF! | #REF! | #REF! | GermGuardian |  | #REF! | #REF! | #REF! | #REF! | #REF! | #REF!
Holmes |  | #REF! | #REF! | #REF! | #REF! | #REF! | #REF! | Holmes |  | #REF! | #REF! | #REF! | #REF! | #REF! | #REF! | Holmes |  | #REF! | #REF! | #REF! | #REF! | #REF! | #REF! | Holmes |  | #REF! | #REF! | #REF! | #REF! | #REF! | #REF! | Holmes |  | #REF! | #REF! | #REF! | #REF! | #REF! | #REF!
HOMEDICS |  | #REF! | #REF! | #REF! | #REF! | #REF! | #REF! | HOMEDICS |  | #REF! | #REF! | #REF! | #REF! | #REF! | #REF! | HOMEDICS |  | #REF! | #REF! | #REF! | #REF! | #REF! | #REF! | HOMEDICS |  | #REF! | #REF! | #REF! | #REF! | #REF! | #REF! | HOMEDICS |  | #REF! | #REF! | #REF! | #REF! | #REF! | #REF!
HomeTrends |  | #REF! | #REF! | #REF! | #REF! | #REF! | #REF! | HomeTrends |  | #REF! | #REF! | #REF! | #REF! | #REF! | #REF! | HomeTrends |  | #REF! | #REF! | #REF! | #REF! | #REF! | #REF! | HomeTrends |  | #REF! | #REF! | #REF! | #REF! | #REF! | #REF! | HomeTrends |  | #REF! | #REF! | #REF! | #REF! | #REF! | #REF!
Honeywell |  | #REF! | #REF! | #REF! | #REF! | #REF! | #REF! | Honeywell |  | #REF! | #REF! | #REF! | #REF! | #REF! | #REF! | Honeywell |  | #REF! | #REF! | #REF! | #REF! | #REF! | #REF! | Honeywell |  | #REF! | #REF! | #REF! | #REF! | #REF! | #REF! | Honeywell |  | #REF! | #REF! | #REF! | #REF! | #REF! | #REF!
IDEAL |  | #REF! | #REF! | #REF! | #REF! | #REF! | #REF! | IDEAL |  | #REF! | #REF! | #REF! | #REF! | #REF! | #REF! | IDEAL |  | #REF! | #REF! | #REF! | #REF! | #REF! | #REF! | IDEAL |  | #REF! | #REF! | #REF! | #REF! | #REF! | #REF! | IDEAL |  | #REF! | #REF! | #REF! | #REF! | #REF! | #REF!
Idylis |  | #REF! | #REF! | #REF! | #REF! | #REF! | #REF! | Idylis |  | #REF! | #REF! | #REF! | #REF! | #REF! | #REF! | Idylis |  | #REF! | #REF! | #REF! | #REF! | #REF! | #REF! | Idylis |  | #REF! | #REF! | #REF! | #REF! | #REF! | #REF! | Idylis |  | #REF! | #REF! | #REF! | #REF! | #REF! | #REF!
Intellipure |  | #REF! | #REF! | #REF! | #REF! | #REF! | #REF! | Intellipure |  | #REF! | #REF! | #REF! | #REF! | #REF! | #REF! | Intellipure |  | #REF! | #REF! | #REF! | #REF! | #REF! | #REF! | Intellipure |  | #REF! | #REF! | #REF! | #REF! | #REF! | #REF! | Intellipure |  | #REF! | #REF! | #REF! | #REF! | #REF! | #REF!
Ionic Comfort |  | #REF! | #REF! | #REF! | #REF! | #REF! | #REF! | Ionic Comfort |  | #REF! | #REF! | #REF! | #REF! | #REF! | #REF! | Ionic Comfort |  | #REF! | #REF! | #REF! | #REF! | #REF! | #REF! | Ionic Comfort |  | #REF! | #REF! | #REF! | #REF! | #REF! | #REF! | Ionic Comfort |  | #REF! | #REF! | #REF! | #REF! | #REF! | #REF!
Ionic Comfort Plus |  | #REF! | #REF! | #REF! | #REF! | #REF! | #REF! | Ionic Comfort Plus |  | #REF! | #REF! | #REF! | #REF! | #REF! | #REF! | Ionic Comfort Plus |  | #REF! | #REF! | #REF! | #REF! | #REF! | #REF! | Ionic Comfort Plus |  | #REF! | #REF! | #REF! | #REF! | #REF! | #REF! | Ionic Comfort Plus |  | #REF! | #REF! | #REF! | #REF! | #REF! | #REF!
Ionic Pro Platinum |  | #REF! | #REF! | #REF! | #REF! | #REF! | #REF! | Ionic Pro Platinum |  | #REF! | #REF! | #REF! | #REF! | #REF! | #REF! | Ionic Pro Platinum |  | #REF! | #REF! | #REF! | #REF! | #REF! | #REF! | Ionic Pro Platinum |  | #REF! | #REF! | #REF! | #REF! | #REF! | #REF! | Ionic Pro Platinum |  | #REF! | #REF! | #REF! | #REF! | #REF! | #REF!
IQAir |  | #REF! | #REF! | #REF! | #REF! | #REF! | #REF! | IQAir |  | #REF! | #REF! | #REF! | #REF! | #REF! | #REF! | IQAir |  | #REF! | #REF! | #REF! | #REF! | #REF! | #REF! | IQAir |  | #REF! | #REF! | #REF! | #REF! | #REF! | #REF! | IQAir |  | #REF! | #REF! | #REF! | #REF! | #REF! | #REF!
Kenmore |  | #REF! | #REF! | #REF! | #REF! | #REF! | #REF! | Kenmore |  | #REF! | #REF! | #REF! | #REF! | #REF! | #REF! | Kenmore |  | #REF! | #REF! | #REF! | #REF! | #REF! | #REF! | Kenmore |  | #REF! | #REF! | #REF! | #REF! | #REF! | #REF! | Kenmore |  | #REF! | #REF! | #REF! | #REF! | #REF! | #REF!
KoolCoh |  | #REF! | #REF! | #REF! | #REF! | #REF! | #REF! | KoolCoh |  | #REF! | #REF! | #REF! | #REF! | #REF! | #REF! | KoolCoh |  | #REF! | #REF! | #REF! | #REF! | #REF! | #REF! | KoolCoh |  | #REF! | #REF! | #REF! | #REF! | #REF! | #REF! | KoolCoh |  | #REF! | #REF! | #REF! | #REF! | #REF! | #REF!
Lasko |  | #REF! | #REF! | #REF! | #REF! | #REF! | #REF! | Lasko |  | #REF! | #REF! | #REF! | #REF! | #REF! | #REF! | Lasko |  | #REF! | #REF! | #REF! | #REF! | #REF! | #REF! | Lasko |  | #REF! | #REF! | #REF! | #REF! | #REF! | #REF! | Lasko |  | #REF! | #REF! | #REF! | #REF! | #REF! | #REF!
LG |  | #REF! | #REF! | #REF! | #REF! | #REF! | #REF! | LG |  | #REF! | #REF! | #REF! | #REF! | #REF! | #REF! | LG |  | #REF! | #REF! | #REF! | #REF! | #REF! | #REF! | LG |  | #REF! | #REF! | #REF! | #REF! | #REF! | #REF! | LG |  | #REF! | #REF! | #REF! | #REF! | #REF! | #REF!
Life Cell |  | #REF! | #REF! | #REF! | #REF! | #REF! | #REF! | Life Cell |  | #REF! | #REF! | #REF! | #REF! | #REF! | #REF! | Life Cell |  | #REF! | #REF! | #REF! | #REF! | #REF! | #REF! | Life Cell |  | #REF! | #REF! | #REF! | #REF! | #REF! | #REF! | Life Cell |  | #REF! | #REF! | #REF! | #REF! | #REF! | #REF!
LUX |  | #REF! | #REF! | #REF! | #REF! | #REF! | #REF! | LUX |  | #REF! | #REF! | #REF! | #REF! | #REF! | #REF! | LUX |  | #REF! | #REF! | #REF! | #REF! | #REF! | #REF! | LUX |  | #REF! | #REF! | #REF! | #REF! | #REF! | #REF! | LUX |  | #REF! | #REF! | #REF! | #REF! | #REF! | #REF!
Master Craft |  | #REF! | #REF! | #REF! | #REF! | #REF! | #REF! | Master Craft |  | #REF! | #REF! | #REF! | #REF! | #REF! | #REF! | Master Craft |  | #REF! | #REF! | #REF! | #REF! | #REF! | #REF! | Master Craft |  | #REF! | #REF! | #REF! | #REF! | #REF! | #REF! | Master Craft |  | #REF! | #REF! | #REF! | #REF! | #REF! | #REF!
Nectar |  | #REF! | #REF! | #REF! | #REF! | #REF! | #REF! | Nectar |  | #REF! | #REF! | #REF! | #REF! | #REF! | #REF! | Nectar |  | #REF! | #REF! | #REF! | #REF! | #REF! | #REF! | Nectar |  | #REF! | #REF! | #REF! | #REF! | #REF! | #REF! | Nectar |  | #REF! | #REF! | #REF! | #REF! | #REF! | #REF!
NUK |  | #REF! | #REF! | #REF! | #REF! | #REF! | #REF! | NUK |  | #REF! | #REF! | #REF! | #REF! | #REF! | #REF! | NUK |  | #REF! | #REF! | #REF! | #REF! | #REF! | #REF! | NUK |  | #REF! | #REF! | #REF! | #REF! | #REF! | #REF! | NUK |  | #REF! | #REF! | #REF! | #REF! | #REF! | #REF!
ORANSI |  | #REF! | #REF! | #REF! | #REF! | #REF! | #REF! | ORANSI |  | #REF! | #REF! | #REF! | #REF! | #REF! | #REF! | ORANSI |  | #REF! | #REF! | #REF! | #REF! | #REF! | #REF! | ORANSI |  | #REF! | #REF! | #REF! | #REF! | #REF! | #REF! | ORANSI |  | #REF! | #REF! | #REF! | #REF! | #REF! | #REF!
Oreck |  | #REF! | #REF! | #REF! | #REF! | #REF! | #REF! | Oreck |  | #REF! | #REF! | #REF! | #REF! | #REF! | #REF! | Oreck |  | #REF! | #REF! | #REF! | #REF! | #REF! | #REF! | Oreck |  | #REF! | #REF! | #REF! | #REF! | #REF! | #REF! | Oreck |  | #REF! | #REF! | #REF! | #REF! | #REF! | #REF!
Philips |  | #REF! | #REF! | #REF! | #REF! | #REF! | #REF! | Philips |  | #REF! | #REF! | #REF! | #REF! | #REF! | #REF! | Philips |  | #REF! | #REF! | #REF! | #REF! | #REF! | #REF! | Philips |  | #REF! | #REF! | #REF! | #REF! | #REF! | #REF! | Philips |  | #REF! | #REF! | #REF! | #REF! | #REF! | #REF!
Pure Ion Pro |  | #REF! | #REF! | #REF! | #REF! | #REF! | #REF! | Pure Ion Pro |  | #REF! | #REF! | #REF! | #REF! | #REF! | #REF! | Pure Ion Pro |  | #REF! | #REF! | #REF! | #REF! | #REF! | #REF! | Pure Ion Pro |  | #REF! | #REF! | #REF! | #REF! | #REF! | #REF! | Pure Ion Pro |  | #REF! | #REF! | #REF! | #REF! | #REF! | #REF!
PureGuardian |  | #REF! | #REF! | #REF! | #REF! | #REF! | #REF! | PureGuardian |  | #REF! | #REF! | #REF! | #REF! | #REF! | #REF! | PureGuardian |  | #REF! | #REF! | #REF! | #REF! | #REF! | #REF! | PureGuardian |  | #REF! | #REF! | #REF! | #REF! | #REF! | #REF! | PureGuardian |  | #REF! | #REF! | #REF! | #REF! | #REF! | #REF!
Rabbit Air |  | #REF! | #REF! | #REF! | #REF! | #REF! | #REF! | Rabbit Air |  | #REF! | #REF! | #REF! | #REF! | #REF! | #REF! | Rabbit Air |  | #REF! | #REF! | #REF! | #REF! | #REF! | #REF! | Rabbit Air |  | #REF! | #REF! | #REF! | #REF! | #REF! | #REF! | Rabbit Air |  | #REF! | #REF! | #REF! | #REF! | #REF! | #REF!
RevitalAir |  | #REF! | #REF! | #REF! | #REF! | #REF! | #REF! | RevitalAir |  | #REF! | #REF! | #REF! | #REF! | #REF! | #REF! | RevitalAir |  | #REF! | #REF! | #REF! | #REF! | #REF! | #REF! | RevitalAir |  | #REF! | #REF! | #REF! | #REF! | #REF! | #REF! | RevitalAir |  | #REF! | #REF! | #REF! | #REF! | #REF! | #REF!
ROWENTA |  | #REF! | #REF! | #REF! | #REF! | #REF! | #REF! | ROWENTA |  | #REF! | #REF! | #REF! | #REF! | #REF! | #REF! | ROWENTA |  | #REF! | #REF! | #REF! | #REF! | #REF! | #REF! | ROWENTA |  | #REF! | #REF! | #REF! | #REF! | #REF! | #REF! | ROWENTA |  | #REF! | #REF! | #REF! | #REF! | #REF! | #REF!
Sharp |  | #REF! | #REF! | #REF! | #REF! | #REF! | #REF! | Sharp |  | #REF! | #REF! | #REF! | #REF! | #REF! | #REF! | Sharp |  | #REF! | #REF! | #REF! | #REF! | #REF! | #REF! | Sharp |  | #REF! | #REF! | #REF! | #REF! | #REF! | #REF! | Sharp |  | #REF! | #REF! | #REF! | #REF! | #REF! | #REF!
SheerAIRE |  | #REF! | #REF! | #REF! | #REF! | #REF! | #REF! | SheerAIRE |  | #REF! | #REF! | #REF! | #REF! | #REF! | #REF! | SheerAIRE |  | #REF! | #REF! | #REF! | #REF! | #REF! | #REF! | SheerAIRE |  | #REF! | #REF! | #REF! | #REF! | #REF! | #REF! | SheerAIRE |  | #REF! | #REF! | #REF! | #REF! | #REF! | #REF!
Therapure |  | #REF! | #REF! | #REF! | #REF! | #REF! | #REF! | Therapure |  | #REF! | #REF! | #REF! | #REF! | #REF! | #REF! | Therapure |  | #REF! | #REF! | #REF! | #REF! | #REF! | #REF! | Therapure |  | #REF! | #REF! | #REF! | #REF! | #REF! | #REF! | Therapure |  | #REF! | #REF! | #REF! | #REF! | #REF! | #REF!
Whirlpool |  | #REF! | #REF! | #REF! | #REF! | #REF! | #REF! | Whirlpool |  | #REF! | #REF! | #REF! | #REF! | #REF! | #REF! | Whirlpool |  | #REF! | #REF! | #REF! | #REF! | #REF! | #REF! | Whirlpool |  | #REF! | #REF! | #REF! | #REF! | #REF! | #REF! | Whirlpool |  | #REF! | #REF! | #REF! | #REF! | #REF! | #REF!
Winix |  | #REF! | #REF! | #REF! | #REF! | #REF! | #REF! | Winix |  | #REF! | #REF! | #REF! | #REF! | #REF! | #REF! | Winix |  | #REF! | #REF! | #REF! | #REF! | #REF! | #REF! | Winix |  | #REF! | #REF! | #REF! | #REF! | #REF! | #REF! | Winix |  | #REF! | #REF! | #REF! | #REF! | #REF! | #REF!
Wood's |  | #REF! | #REF! | #REF! | #REF! | #REF! | #REF! | Wood's |  | #REF! | #REF! | #REF! | #REF! | #REF! | #REF! | Wood's |  | #REF! | #REF! | #REF! | #REF! | #REF! | #REF! | Wood's |  | #REF! | #REF! | #REF! | #REF! | #REF! | #REF! | Wood's |  | #REF! | #REF! | #REF! | #REF! | #REF! | #REF!
Non-ES Models | #REF! | #REF! | #REF! | #REF! | #REF! | #REF! | #REF! | Non-ES Models | #REF! | #REF! | #REF! | #REF! | #REF! | #REF! | #REF! | Non-ES Models | #REF! | #REF! | #REF! | #REF! | #REF! | #REF! | #REF! | Non-ES Models | #REF! | #REF! | #REF! | #REF! | #REF! | #REF! | #REF! | Non-ES Models | #REF! | #REF! | #REF! | #REF! | #REF! | #REF! | #REF!
Totals | #REF! | #REF! | #REF! | #REF! | #REF! | #REF! | #REF! | Totals | #REF! | #REF! | #REF! | #REF! | #REF! | #REF! | #REF! | Totals | #REF! | #REF! | #REF! | #REF! | #REF! | #REF! | #REF! | Totals | #REF! | #REF! | #REF! | #REF! | #REF! | #REF! | #REF! | Totals | #REF! | #REF! | #REF! | #REF! | #REF! | #REF! | #REF!
Pass Rate |  | #REF! | #REF! | #REF! | #REF! | #REF! | #REF! | Pass Rate |  | #REF! | #REF! | #REF! | #REF! | #REF! | #REF! | Pass Rate |  | #REF! | #REF! | #REF! | #REF! | #REF! | #REF! | Pass Rate |  | #REF! | #REF! | #REF! | #REF! | #REF! | #REF! | Pass Rate |  | #REF! | #REF! | #REF! | #REF! | #REF! | #REF!
Count of Brands |  | 0 | 0 | 0 | 0 | 0 | 0 | Count of Brands |  | 0 | 0 | 0 | 0 | 0 | 0 | Count of Brands |  | 0 | 0 | 0 | 0 | 0 | 0 | Count of Brands |  | 0 | 0 | 0 | 0 | 0 | 0 | Count of Brands |  | 0 | 0 | 0 | 0 | 0 | 0
Smoke CADR/W (Adjusted Proposal Levels) | [7 empty] | Smoke CADR/W (Adjusted Proposal Levels) | [7 empty] | Smoke CADR/W (Adjusted Proposal Levels) | [7 empty] | Smoke CADR/W (Adjusted Proposal Levels) | [7 empty] | Smoke CADR/W (Adjusted Proposal Levels)
CADR < 100 | [7 empty] | 100 =< CADR < 150 | [7 empty] | 150 =< CADR < 200 | [7 empty] | 200 <= CADR | [7 empty] | All
ENERGY STAR Manufacturing Partner Brands | Non-ENERGY STAR | ENERGY STAR | Proposal # 1 (CADR/W = 1.85) | Proposal # 2 (CADR/W = 1.9) | Proposal # 3 (CADR/W = 2.0) | Proposal # 4 (CADR/W = 2.2) | Proposal # 5 (CADR/W = 2.5) | ENERGY STAR Manufacturing Partner Brands | Non-ENERGY STAR | ENERGY STAR | Proposal # 1 (CADR/W = 2.0) | Proposal # 2 (CADR/W = 2.1) | Proposal # 3 (CADR/W = 2.3) | Proposal # 4 (CADR/W = 2.5) | Proposal # 5 (CADR/W = 4.0) | ENERGY STAR Manufacturing Partner Brands | Non-ENERGY STAR | ENERGY STAR | Proposal # 1 (CADR/W = 2.0) | Proposal # 2 (CADR/W = 2.1) | Proposal # 3 (CADR/W = 2.5) | Proposal # 4 (CADR/W = 3.5) | Proposal # 5 (CADR/W = 4.0) | ENERGY STAR Manufacturing Partner Brands | Non-ENERGY STAR | ENERGY STAR | Proposal # 1 (CADR/W = 2.2) | Proposal # 2 (CADR/W = 2.3) | Proposal # 3 (CADR/W = 2.5) | Proposal # 4 (CADR/W = 3.5) | Proposal # 5 (CADR/W = 4.0) | ENERGY STAR Manufacturing Partner Brands | Non-ENERGY STAR | ENERGY STAR | Proposal # 1 | Proposal # 2 | Proposal # 3 | Proposal # 4 | Proposal # 5
Aerus |  | #REF! | #REF! | #REF! | #REF! | #REF! | #REF! | Aerus |  | #REF! | #REF! | #REF! | #REF! | #REF! | #REF! | Aerus |  | #REF! | #REF! | #REF! | #REF! | #REF! | #REF! | Aerus |  | #REF! | #REF! | #REF! | #REF! | #REF! | #REF! | Aerus |  | #REF! | #REF! | #REF! | #REF! | #REF! | #REF!
Airgle |  | #REF! | #REF! | #REF! | #REF! | #REF! | #REF! | Airgle |  | #REF! | #REF! | #REF! | #REF! | #REF! | #REF! | Airgle |  | #REF! | #REF! | #REF! | #REF! | #REF! | #REF! | Airgle |  | #REF! | #REF! | #REF! | #REF! | #REF! | #REF! | Airgle |  | #REF! | #REF! | #REF! | #REF! | #REF! | #REF!
AIRMEGA |  | #REF! | #REF! | #REF! | #REF! | #REF! | #REF! | AIRMEGA |  | #REF! | #REF! | #REF! | #REF! | #REF! | #REF! | AIRMEGA |  | #REF! | #REF! | #REF! | #REF! | #REF! | #REF! | AIRMEGA |  | #REF! | #REF! | #REF! | #REF! | #REF! | #REF! | AIRMEGA |  | #REF! | #REF! | #REF! | #REF! | #REF! | #REF!
Alen |  | #REF! | #REF! | #REF! | #REF! | #REF! | #REF! | Alen |  | #REF! | #REF! | #REF! | #REF! | #REF! | #REF! | Alen |  | #REF! | #REF! | #REF! | #REF! | #REF! | #REF! | Alen |  | #REF! | #REF! | #REF! | #REF! | #REF! | #REF! | Alen |  | #REF! | #REF! | #REF! | #REF! | #REF! | #REF!
Allergy Pro |  | #REF! | #REF! | #REF! | #REF! | #REF! | #REF! | Allergy Pro |  | #REF! | #REF! | #REF! | #REF! | #REF! | #REF! | Allergy Pro |  | #REF! | #REF! | #REF! | #REF! | #REF! | #REF! | Allergy Pro |  | #REF! | #REF! | #REF! | #REF! | #REF! | #REF! | Allergy Pro |  | #REF! | #REF! | #REF! | #REF! | #REF! | #REF!
Atmosphere |  | #REF! | #REF! | #REF! | #REF! | #REF! | #REF! | Atmosphere |  | #REF! | #REF! | #REF! | #REF! | #REF! | #REF! | Atmosphere |  | #REF! | #REF! | #REF! | #REF! | #REF! | #REF! | Atmosphere |  | #REF! | #REF! | #REF! | #REF! | #REF! | #REF! | Atmosphere |  | #REF! | #REF! | #REF! | #REF! | #REF! | #REF!
BeneLife |  | #REF! | #REF! | #REF! | #REF! | #REF! | #REF! | BeneLife |  | #REF! | #REF! | #REF! | #REF! | #REF! | #REF! | BeneLife |  | #REF! | #REF! | #REF! | #REF! | #REF! | #REF! | BeneLife |  | #REF! | #REF! | #REF! | #REF! | #REF! | #REF! | BeneLife |  | #REF! | #REF! | #REF! | #REF! | #REF! | #REF!
Bionaire |  | #REF! | #REF! | #REF! | #REF! | #REF! | #REF! | Bionaire |  | #REF! | #REF! | #REF! | #REF! | #REF! | #REF! | Bionaire |  | #REF! | #REF! | #REF! | #REF! | #REF! | #REF! | Bionaire |  | #REF! | #REF! | #REF! | #REF! | #REF! | #REF! | Bionaire |  | #REF! | #REF! | #REF! | #REF! | #REF! | #REF!
BLUE |  | #REF! | #REF! | #REF! | #REF! | #REF! | #REF! | BLUE |  | #REF! | #REF! | #REF! | #REF! | #REF! | #REF! | BLUE |  | #REF! | #REF! | #REF! | #REF! | #REF! | #REF! | BLUE |  | #REF! | #REF! | #REF! | #REF! | #REF! | #REF! | BLUE |  | #REF! | #REF! | #REF! | #REF! | #REF! | #REF!
Blueair |  | #REF! | #REF! | #REF! | #REF! | #REF! | #REF! | Blueair |  | #REF! | #REF! | #REF! | #REF! | #REF! | #REF! | Blueair |  | #REF! | #REF! | #REF! | #REF! | #REF! | #REF! | Blueair |  | #REF! | #REF! | #REF! | #REF! | #REF! | #REF! | Blueair |  | #REF! | #REF! | #REF! | #REF! | #REF! | #REF!
Blueair Aerus |  | #REF! | #REF! | #REF! | #REF! | #REF! | #REF! | Blueair Aerus |  | #REF! | #REF! | #REF! | #REF! | #REF! | #REF! | Blueair Aerus |  | #REF! | #REF! | #REF! | #REF! | #REF! | #REF! | Blueair Aerus |  | #REF! | #REF! | #REF! | #REF! | #REF! | #REF! | Blueair Aerus |  | #REF! | #REF! | #REF! | #REF! | #REF! | #REF!
Boneco |  | #REF! | #REF! | #REF! | #REF! | #REF! | #REF! | Boneco |  | #REF! | #REF! | #REF! | #REF! | #REF! | #REF! | Boneco |  | #REF! | #REF! | #REF! | #REF! | #REF! | #REF! | Boneco |  | #REF! | #REF! | #REF! | #REF! | #REF! | #REF! | Boneco |  | #REF! | #REF! | #REF! | #REF! | #REF! | #REF!
Brondell |  | #REF! | #REF! | #REF! | #REF! | #REF! | #REF! | Brondell |  | #REF! | #REF! | #REF! | #REF! | #REF! | #REF! | Brondell |  | #REF! | #REF! | #REF! | #REF! | #REF! | #REF! | Brondell |  | #REF! | #REF! | #REF! | #REF! | #REF! | #REF! | Brondell |  | #REF! | #REF! | #REF! | #REF! | #REF! | #REF!
Coway |  | #REF! | #REF! | #REF! | #REF! | #REF! | #REF! | Coway |  | #REF! | #REF! | #REF! | #REF! | #REF! | #REF! | Coway |  | #REF! | #REF! | #REF! | #REF! | #REF! | #REF! | Coway |  | #REF! | #REF! | #REF! | #REF! | #REF! | #REF! | Coway |  | #REF! | #REF! | #REF! | #REF! | #REF! | #REF!
Coway, Cairs |  | #REF! | #REF! | #REF! | #REF! | #REF! | #REF! | Coway, Cairs |  | #REF! | #REF! | #REF! | #REF! | #REF! | #REF! | Coway, Cairs |  | #REF! | #REF! | #REF! | #REF! | #REF! | #REF! | Coway, Cairs |  | #REF! | #REF! | #REF! | #REF! | #REF! | #REF! | Coway, Cairs |  | #REF! | #REF! | #REF! | #REF! | #REF! | #REF!
Electrolux |  | #REF! | #REF! | #REF! | #REF! | #REF! | #REF! | Electrolux |  | #REF! | #REF! | #REF! | #REF! | #REF! | #REF! | Electrolux |  | #REF! | #REF! | #REF! | #REF! | #REF! | #REF! | Electrolux |  | #REF! | #REF! | #REF! | #REF! | #REF! | #REF! | Electrolux |  | #REF! | #REF! | #REF! | #REF! | #REF! | #REF!
Envion |  | #REF! | #REF! | #REF! | #REF! | #REF! | #REF! | Envion |  | #REF! | #REF! | #REF! | #REF! | #REF! | #REF! | Envion |  | #REF! | #REF! | #REF! | #REF! | #REF! | #REF! | Envion |  | #REF! | #REF! | #REF! | #REF! | #REF! | #REF! | Envion |  | #REF! | #REF! | #REF! | #REF! | #REF! | #REF!
Febreze |  | #REF! | #REF! | #REF! | #REF! | #REF! | #REF! | Febreze |  | #REF! | #REF! | #REF! | #REF! | #REF! | #REF! | Febreze |  | #REF! | #REF! | #REF! | #REF! | #REF! | #REF! | Febreze |  | #REF! | #REF! | #REF! | #REF! | #REF! | #REF! | Febreze |  | #REF! | #REF! | #REF! | #REF! | #REF! | #REF!
Fellowes |  | #REF! | #REF! | #REF! | #REF! | #REF! | #REF! | Fellowes |  | #REF! | #REF! | #REF! | #REF! | #REF! | #REF! | Fellowes |  | #REF! | #REF! | #REF! | #REF! | #REF! | #REF! | Fellowes |  | #REF! | #REF! | #REF! | #REF! | #REF! | #REF! | Fellowes |  | #REF! | #REF! | #REF! | #REF! | #REF! | #REF!
Filtrete |  | #REF! | #REF! | #REF! | #REF! | #REF! | #REF! | Filtrete |  | #REF! | #REF! | #REF! | #REF! | #REF! | #REF! | Filtrete |  | #REF! | #REF! | #REF! | #REF! | #REF! | #REF! | Filtrete |  | #REF! | #REF! | #REF! | #REF! | #REF! | #REF! | Filtrete |  | #REF! | #REF! | #REF! | #REF! | #REF! | #REF!
Friedrich |  | #REF! | #REF! | #REF! | #REF! | #REF! | #REF! | Friedrich |  | #REF! | #REF! | #REF! | #REF! | #REF! | #REF! | Friedrich |  | #REF! | #REF! | #REF! | #REF! | #REF! | #REF! | Friedrich |  | #REF! | #REF! | #REF! | #REF! | #REF! | #REF! | Friedrich |  | #REF! | #REF! | #REF! | #REF! | #REF! | #REF!
Frigidaire |  | #REF! | #REF! | #REF! | #REF! | #REF! | #REF! | Frigidaire |  | #REF! | #REF! | #REF! | #REF! | #REF! | #REF! | Frigidaire |  | #REF! | #REF! | #REF! | #REF! | #REF! | #REF! | Frigidaire |  | #REF! | #REF! | #REF! | #REF! | #REF! | #REF! | Frigidaire |  | #REF! | #REF! | #REF! | #REF! | #REF! | #REF!
GermGuardian |  | #REF! | #REF! | #REF! | #REF! | #REF! | #REF! | GermGuardian |  | #REF! | #REF! | #REF! | #REF! | #REF! | #REF! | GermGuardian |  | #REF! | #REF! | #REF! | #REF! | #REF! | #REF! | GermGuardian |  | #REF! | #REF! | #REF! | #REF! | #REF! | #REF! | GermGuardian |  | #REF! | #REF! | #REF! | #REF! | #REF! | #REF!
Holmes |  | #REF! | #REF! | #REF! | #REF! | #REF! | #REF! | Holmes |  | #REF! | #REF! | #REF! | #REF! | #REF! | #REF! | Holmes |  | #REF! | #REF! | #REF! | #REF! | #REF! | #REF! | Holmes |  | #REF! | #REF! | #REF! | #REF! | #REF! | #REF! | Holmes |  | #REF! | #REF! | #REF! | #REF! | #REF! | #REF!
HOMEDICS |  | #REF! | #REF! | #REF! | #REF! | #REF! | #REF! | HOMEDICS |  | #REF! | #REF! | #REF! | #REF! | #REF! | #REF! | HOMEDICS |  | #REF! | #REF! | #REF! | #REF! | #REF! | #REF! | HOMEDICS |  | #REF! | #REF! | #REF! | #REF! | #REF! | #REF! | HOMEDICS |  | #REF! | #REF! | #REF! | #REF! | #REF! | #REF!
HomeTrends |  | #REF! | #REF! | #REF! | #REF! | #REF! | #REF! | HomeTrends |  | #REF! | #REF! | #REF! | #REF! | #REF! | #REF! | HomeTrends |  | #REF! | #REF! | #REF! | #REF! | #REF! | #REF! | HomeTrends |  | #REF! | #REF! | #REF! | #REF! | #REF! | #REF! | HomeTrends |  | #REF! | #REF! | #REF! | #REF! | #REF! | #REF!
Honeywell |  | #REF! | #REF! | #REF! | #REF! | #REF! | #REF! | Honeywell |  | #REF! | #REF! | #REF! | #REF! | #REF! | #REF! | Honeywell |  | #REF! | #REF! | #REF! | #REF! | #REF! | #REF! | Honeywell |  | #REF! | #REF! | #REF! | #REF! | #REF! | #REF! | Honeywell |  | #REF! | #REF! | #REF! | #REF! | #REF! | #REF!
IDEAL |  | #REF! | #REF! | #REF! | #REF! | #REF! | #REF! | IDEAL |  | #REF! | #REF! | #REF! | #REF! | #REF! | #REF! | IDEAL |  | #REF! | #REF! | #REF! | #REF! | #REF! | #REF! | IDEAL |  | #REF! | #REF! | #REF! | #REF! | #REF! | #REF! | IDEAL |  | #REF! | #REF! | #REF! | #REF! | #REF! | #REF!
Idylis |  | #REF! | #REF! | #REF! | #REF! | #REF! | #REF! | Idylis |  | #REF! | #REF! | #REF! | #REF! | #REF! | #REF! | Idylis |  | #REF! | #REF! | #REF! | #REF! | #REF! | #REF! | Idylis |  | #REF! | #REF! | #REF! | #REF! | #REF! | #REF! | Idylis |  | #REF! | #REF! | #REF! | #REF! | #REF! | #REF!
Intellipure |  | #REF! | #REF! | #REF! | #REF! | #REF! | #REF! | Intellipure |  | #REF! | #REF! | #REF! | #REF! | #REF! | #REF! | Intellipure |  | #REF! | #REF! | #REF! | #REF! | #REF! | #REF! | Intellipure |  | #REF! | #REF! | #REF! | #REF! | #REF! | #REF! | Intellipure |  | #REF! | #REF! | #REF! | #REF! | #REF! | #REF!
Ionic Comfort |  | #REF! | #REF! | #REF! | #REF! | #REF! | #REF! | Ionic Comfort |  | #REF! | #REF! | #REF! | #REF! | #REF! | #REF! | Ionic Comfort |  | #REF! | #REF! | #REF! | #REF! | #REF! | #REF! | Ionic Comfort |  | #REF! | #REF! | #REF! | #REF! | #REF! | #REF! | Ionic Comfort |  | #REF! | #REF! | #REF! | #REF! | #REF! | #REF!
Ionic Comfort Plus |  | #REF! | #REF! | #REF! | #REF! | #REF! | #REF! | Ionic Comfort Plus |  | #REF! | #REF! | #REF! | #REF! | #REF! | #REF! | Ionic Comfort Plus |  | #REF! | #REF! | #REF! | #REF! | #REF! | #REF! | Ionic Comfort Plus |  | #REF! | #REF! | #REF! | #REF! | #REF! | #REF! | Ionic Comfort Plus |  | #REF! | #REF! | #REF! | #REF! | #REF! | #REF!
Ionic Pro Platinum |  | #REF! | #REF! | #REF! | #REF! | #REF! | #REF! | Ionic Pro Platinum |  | #REF! | #REF! | #REF! | #REF! | #REF! | #REF! | Ionic Pro Platinum |  | #REF! | #REF! | #REF! | #REF! | #REF! | #REF! | Ionic Pro Platinum |  | #REF! | #REF! | #REF! | #REF! | #REF! | #REF! | Ionic Pro Platinum |  | #REF! | #REF! | #REF! | #REF! | #REF! | #REF!
IQAir |  | #REF! | #REF! | #REF! | #REF! | #REF! | #REF! | IQAir |  | #REF! | #REF! | #REF! | #REF! | #REF! | #REF! | IQAir |  | #REF! | #REF! | #REF! | #REF! | #REF! | #REF! | IQAir |  | #REF! | #REF! | #REF! | #REF! | #REF! | #REF! | IQAir |  | #REF! | #REF! | #REF! | #REF! | #REF! | #REF!
Kenmore |  | #REF! | #REF! | #REF! | #REF! | #REF! | #REF! | Kenmore |  | #REF! | #REF! | #REF! | #REF! | #REF! | #REF! | Kenmore |  | #REF! | #REF! | #REF! | #REF! | #REF! | #REF! | Kenmore |  | #REF! | #REF! | #REF! | #REF! | #REF! | #REF! | Kenmore |  | #REF! | #REF! | #REF! | #REF! | #REF! | #REF!
KoolCoh |  | #REF! | #REF! | #REF! | #REF! | #REF! | #REF! | KoolCoh |  | #REF! | #REF! | #REF! | #REF! | #REF! | #REF! | KoolCoh |  | #REF! | #REF! | #REF! | #REF! | #REF! | #REF! | KoolCoh |  | #REF! | #REF! | #REF! | #REF! | #REF! | #REF! | KoolCoh |  | #REF! | #REF! | #REF! | #REF! | #REF! | #REF!
Lasko |  | #REF! | #REF! | #REF! | #REF! | #REF! | #REF! | Lasko |  | #REF! | #REF! | #REF! | #REF! | #REF! | #REF! | Lasko |  | #REF! | #REF! | #REF! | #REF! | #REF! | #REF! | Lasko |  | #REF! | #REF! | #REF! | #REF! | #REF! | #REF! | Lasko |  | #REF! | #REF! | #REF! | #REF! | #REF! | #REF!
LG |  | #REF! | #REF! | #REF! | #REF! | #REF! | #REF! | LG |  | #REF! | #REF! | #REF! | #REF! | #REF! | #REF! | LG |  | #REF! | #REF! | #REF! | #REF! | #REF! | #REF! | LG |  | #REF! | #REF! | #REF! | #REF! | #REF! | #REF! | LG |  | #REF! | #REF! | #REF! | #REF! | #REF! | #REF!
Life Cell |  | #REF! | #REF! | #REF! | #REF! | #REF! | #REF! | Life Cell |  | #REF! | #REF! | #REF! | #REF! | #REF! | #REF! | Life Cell |  | #REF! | #REF! | #REF! | #REF! | #REF! | #REF! | Life Cell |  | #REF! | #REF! | #REF! | #REF! | #REF! | #REF! | Life Cell |  | #REF! | #REF! | #REF! | #REF! | #REF! | #REF!
LUX |  | #REF! | #REF! | #REF! | #REF! | #REF! | #REF! | LUX |  | #REF! | #REF! | #REF! | #REF! | #REF! | #REF! | LUX |  | #REF! | #REF! | #REF! | #REF! | #REF! | #REF! | LUX |  | #REF! | #REF! | #REF! | #REF! | #REF! | #REF! | LUX |  | #REF! | #REF! | #REF! | #REF! | #REF! | #REF!
Master Craft |  | #REF! | #REF! | #REF! | #REF! | #REF! | #REF! | Master Craft |  | #REF! | #REF! | #REF! | #REF! | #REF! | #REF! | Master Craft |  | #REF! | #REF! | #REF! | #REF! | #REF! | #REF! | Master Craft |  | #REF! | #REF! | #REF! | #REF! | #REF! | #REF! | Master Craft |  | #REF! | #REF! | #REF! | #REF! | #REF! | #REF!
Nectar |  | #REF! | #REF! | #REF! | #REF! | #REF! | #REF! | Nectar |  | #REF! | #REF! | #REF! | #REF! | #REF! | #REF! | Nectar |  | #REF! | #REF! | #REF! | #REF! | #REF! | #REF! | Nectar |  | #REF! | #REF! | #REF! | #REF! | #REF! | #REF! | Nectar |  | #REF! | #REF! | #REF! | #REF! | #REF! | #REF!
NUK |  | #REF! | #REF! | #REF! | #REF! | #REF! | #REF! | NUK |  | #REF! | #REF! | #REF! | #REF! | #REF! | #REF! | NUK |  | #REF! | #REF! | #REF! | #REF! | #REF! | #REF! | NUK |  | #REF! | #REF! | #REF! | #REF! | #REF! | #REF! | NUK |  | #REF! | #REF! | #REF! | #REF! | #REF! | #REF!
ORANSI |  | #REF! | #REF! | #REF! | #REF! | #REF! | #REF! | ORANSI |  | #REF! | #REF! | #REF! | #REF! | #REF! | #REF! | ORANSI |  | #REF! | #REF! | #REF! | #REF! | #REF! | #REF! | ORANSI |  | #REF! | #REF! | #REF! | #REF! | #REF! | #REF! | ORANSI |  | #REF! | #REF! | #REF! | #REF! | #REF! | #REF!
Oreck |  | #REF! | #REF! | #REF! | #REF! | #REF! | #REF! | Oreck |  | #REF! | #REF! | #REF! | #REF! | #REF! | #REF! | Oreck |  | #REF! | #REF! | #REF! | #REF! | #REF! | #REF! | Oreck |  | #REF! | #REF! | #REF! | #REF! | #REF! | #REF! | Oreck |  | #REF! | #REF! | #REF! | #REF! | #REF! | #REF!
Philips |  | #REF! | #REF! | #REF! | #REF! | #REF! | #REF! | Philips |  | #REF! | #REF! | #REF! | #REF! | #REF! | #REF! | Philips |  | #REF! | #REF! | #REF! | #REF! | #REF! | #REF! | Philips |  | #REF! | #REF! | #REF! | #REF! | #REF! | #REF! | Philips |  | #REF! | #REF! | #REF! | #REF! | #REF! | #REF!
Pure Ion Pro |  | #REF! | #REF! | #REF! | #REF! | #REF! | #REF! | Pure Ion Pro |  | #REF! | #REF! | #REF! | #REF! | #REF! | #REF! | Pure Ion Pro |  | #REF! | #REF! | #REF! | #REF! | #REF! | #REF! | Pure Ion Pro |  | #REF! | #REF! | #REF! | #REF! | #REF! | #REF! | Pure Ion Pro |  | #REF! | #REF! | #REF! | #REF! | #REF! | #REF!
PureGuardian |  | #REF! | #REF! | #REF! | #REF! | #REF! | #REF! | PureGuardian |  | #REF! | #REF! | #REF! | #REF! | #REF! | #REF! | PureGuardian |  | #REF! | #REF! | #REF! | #REF! | #REF! | #REF! | PureGuardian |  | #REF! | #REF! | #REF! | #REF! | #REF! | #REF! | PureGuardian |  | #REF! | #REF! | #REF! | #REF! | #REF! | #REF!
Rabbit Air |  | #REF! | #REF! | #REF! | #REF! | #REF! | #REF! | Rabbit Air |  | #REF! | #REF! | #REF! | #REF! | #REF! | #REF! | Rabbit Air |  | #REF! | #REF! | #REF! | #REF! | #REF! | #REF! | Rabbit Air |  | #REF! | #REF! | #REF! | #REF! | #REF! | #REF! | Rabbit Air |  | #REF! | #REF! | #REF! | #REF! | #REF! | #REF!
RevitalAir |  | #REF! | #REF! | #REF! | #REF! | #REF! | #REF! | RevitalAir |  | #REF! | #REF! | #REF! | #REF! | #REF! | #REF! | RevitalAir |  | #REF! | #REF! | #REF! | #REF! | #REF! | #REF! | RevitalAir |  | #REF! | #REF! | #REF! | #REF! | #REF! | #REF! | RevitalAir |  | #REF! | #REF! | #REF! | #REF! | #REF! | #REF!
ROWENTA |  | #REF! | #REF! | #REF! | #REF! | #REF! | #REF! | ROWENTA |  | #REF! | #REF! | #REF! | #REF! | #REF! | #REF! | ROWENTA |  | #REF! | #REF! | #REF! | #REF! | #REF! | #REF! | ROWENTA |  | #REF! | #REF! | #REF! | #REF! | #REF! | #REF! | ROWENTA |  | #REF! | #REF! | #REF! | #REF! | #REF! | #REF!
Sharp |  | #REF! | #REF! | #REF! | #REF! | #REF! | #REF! | Sharp |  | #REF! | #REF! | #REF! | #REF! | #REF! | #REF! | Sharp |  | #REF! | #REF! | #REF! | #REF! | #REF! | #REF! | Sharp |  | #REF! | #REF! | #REF! | #REF! | #REF! | #REF! | Sharp |  | #REF! | #REF! | #REF! | #REF! | #REF! | #REF!
SheerAIRE |  | #REF! | #REF! | #REF! | #REF! | #REF! | #REF! | SheerAIRE |  | #REF! | #REF! | #REF! | #REF! | #REF! | #REF! | SheerAIRE |  | #REF! | #REF! | #REF! | #REF! | #REF! | #REF! | SheerAIRE |  | #REF! | #REF! | #REF! | #REF! | #REF! | #REF! | SheerAIRE |  | #REF! | #REF! | #REF! | #REF! | #REF! | #REF!
Therapure |  | #REF! | #REF! | #REF! | #REF! | #REF! | #REF! | Therapure |  | #REF! | #REF! | #REF! | #REF! | #REF! | #REF! | Therapure |  | #REF! | #REF! | #REF! | #REF! | #REF! | #REF! | Therapure |  | #REF! | #REF! | #REF! | #REF! | #REF! | #REF! | Therapure |  | #REF! | #REF! | #REF! | #REF! | #REF! | #REF!
Whirlpool |  | #REF! | #REF! | #REF! | #REF! | #REF! | #REF! | Whirlpool |  | #REF! | #REF! | #REF! | #REF! | #REF! | #REF! | Whirlpool |  | #REF! | #REF! | #REF! | #REF! | #REF! | #REF! | Whirlpool |  | #REF! | #REF! | #REF! | #REF! | #REF! | #REF! | Whirlpool |  | #REF! | #REF! | #REF! | #REF! | #REF! | #REF!
Winix |  | #REF! | #REF! | #REF! | #REF! | #REF! | #REF! | Winix |  | #REF! | #REF! | #REF! | #REF! | #REF! | #REF! | Winix |  | #REF! | #REF! | #REF! | #REF! | #REF! | #REF! | Winix |  | #REF! | #REF! | #REF! | #REF! | #REF! | #REF! | Winix |  | #REF! | #REF! | #REF! | #REF! | #REF! | #REF!
Wood's |  | #REF! | #REF! | #REF! | #REF! | #REF! | #REF! | Wood's |  | #REF! | #REF! | #REF! | #REF! | #REF! | #REF! | Wood's |  | #REF! | #REF! | #REF! | #REF! | #REF! | #REF! | Wood's |  | #REF! | #REF! | #REF! | #REF! | #REF! | #REF! | Wood's |  | #REF! | #REF! | #REF! | #REF! | #REF! | #REF!
Non-ES Models | #REF! | #REF! | #REF! | #REF! | #REF! | #REF! | #REF! | Non-ES Models | #REF! | #REF! | #REF! | #REF! | #REF! | #REF! | #REF! | Non-ES Models | #REF! | #REF! | #REF! | #REF! | #REF! | #REF! | #REF! | Non-ES Models | #REF! | #REF! | #REF! | #REF! | #REF! | #REF! | #REF! | Non-ES Models | #REF! | #REF! | #REF! | #REF! | #REF! | #REF! | #REF!
Totals | #REF! | #REF! | #REF! | #REF! | #REF! | #REF! | #REF! | Totals | #REF! | #REF! | #REF! | #REF! | #REF! | #REF! | #REF! | Totals | #REF! | #REF! | #REF! | #REF! | #REF! | #REF! | #REF! | Totals | #REF! | #REF! | #REF! | #REF! | #REF! | #REF! | #REF! | Totals | #REF! | #REF! | #REF! | #REF! | #REF! | #REF! | #REF!
Pass Rate |  | #REF! | #REF! | #REF! | #REF! | #REF! | #REF! | Pass Rate |  | #REF! | #REF! | #REF! | #REF! | #REF! | #REF! | Pass Rate |  | #REF! | #REF! | #REF! | #REF! | #REF! | #REF! | Pass Rate |  | #REF! | #REF! | #REF! | #REF! | #REF! | #REF! | Pass Rate |  | #REF! | #REF! | #REF! | #REF! | #REF! | #REF!
Count of Brands |  | 0 | 0 | 0 | 0 | 0 | 0 | Count of Brands |  | 0 | 0 | 0 | 0 | 0 | 0 | Count of Brands |  | 0 | 0 | 0 | 0 | 0 | 0 | Count of Brands |  | 0 | 0 | 0 | 0 | 0 | 0 | Count of Brands |  | 0 | 0 | 0 | 0 | 0 | 0
Dust CADR/W (Consistant Proposal Levels) | [7 empty] | Dust CADR/W (Consistant Proposal Levels) | [7 empty] | Dust CADR/W (Consistant Proposal Levels) | [7 empty] | Dust CADR/W (Consistant Proposal Levels) | [7 empty] | Dust CADR/W (Consistant Proposal Levels)
CADR < 100 | [7 empty] | 100 =< CADR < 150 | [7 empty] | 150 =< CADR < 200 | [7 empty] | 200 <= CADR | [7 empty] | All
ENERGY STAR Manufacturing Partner Brands | Non-ENERGY STAR | ENERGY STAR | Proposal # 1 (CADR/W = 2.2) | Proposal # 2 (CADR/W = 2.4) | Proposal # 3 (CADR/W = 2.6) | Proposal # 4 (CADR/W = 2.8) | Proposal # 5 (CADR/W = 3.0) | ENERGY STAR Manufacturing Partner Brands | Non-ENERGY STAR | ENERGY STAR | Proposal # 1 (CADR/W = 2.2) | Proposal # 2 (CADR/W = 2.4) | Proposal # 3 (CADR/W = 2.6) | Proposal # 4 (CADR/W = 2.8) | Proposal # 5 (CADR/W = 3.0) | ENERGY STAR Manufacturing Partner Brands | Non-ENERGY STAR | ENERGY STAR | Proposal # 1 (CADR/W = 2.2) | Proposal # 2 (CADR/W = 2.4) | Proposal # 3 (CADR/W = 2.6) | Proposal # 4 (CADR/W = 2.8) | Proposal # 5 (CADR/W = 3.0) | ENERGY STAR Manufacturing Partner Brands | Non-ENERGY STAR | ENERGY STAR | Proposal # 1 (CADR/W = 2.2) | Proposal # 2 (CADR/W = 2.4) | Proposal # 3 (CADR/W = 2.6) | Proposal # 4 (CADR/W = 2.8) | Proposal # 5 (CADR/W = 3) | ENERGY STAR Manufacturing Partner Brands | Non-ENERGY STAR | ENERGY STAR | Proposal # 1 (CADR/W = 2.2) | Proposal # 2 (CADR/W = 2.4) | Proposal # 3 (CADR/W = 2.6) | Proposal # 4 (CADR/W = 2.8) | Proposal # 5 (CADR/W = 3.0)
Aerus |  | #REF! | #REF! | #REF! | #REF! | #REF! | #REF! | Aerus |  | #REF! | #REF! | #REF! | #REF! | #REF! | #REF! | Aerus |  | #REF! | #REF! | #REF! | #REF! | #REF! | #REF! | Aerus |  | #REF! | #REF! | #REF! | #REF! | #REF! | #REF! | Aerus |  | #REF! | #REF! | #REF! | #REF! | #REF! | #REF!
Airgle |  | #REF! | #REF! | #REF! | #REF! | #REF! | #REF! | Airgle |  | #REF! | #REF! | #REF! | #REF! | #REF! | #REF! | Airgle |  | #REF! | #REF! | #REF! | #REF! | #REF! | #REF! | Airgle |  | #REF! | #REF! | #REF! | #REF! | #REF! | #REF! | Airgle |  | #REF! | #REF! | #REF! | #REF! | #REF! | #REF!
AIRMEGA |  | #REF! | #REF! | #REF! | #REF! | #REF! | #REF! | AIRMEGA |  | #REF! | #REF! | #REF! | #REF! | #REF! | #REF! | AIRMEGA |  | #REF! | #REF! | #REF! | #REF! | #REF! | #REF! | AIRMEGA |  | #REF! | #REF! | #REF! | #REF! | #REF! | #REF! | AIRMEGA |  | #REF! | #REF! | #REF! | #REF! | #REF! | #REF!
Alen |  | #REF! | #REF! | #REF! | #REF! | #REF! | #REF! | Alen |  | #REF! | #REF! | #REF! | #REF! | #REF! | #REF! | Alen |  | #REF! | #REF! | #REF! | #REF! | #REF! | #REF! | Alen |  | #REF! | #REF! | #REF! | #REF! | #REF! | #REF! | Alen |  | #REF! | #REF! | #REF! | #REF! | #REF! | #REF!
Allergy Pro |  | #REF! | #REF! | #REF! | #REF! | #REF! | #REF! | Allergy Pro |  | #REF! | #REF! | #REF! | #REF! | #REF! | #REF! | Allergy Pro |  | #REF! | #REF! | #REF! | #REF! | #REF! | #REF! | Allergy Pro |  | #REF! | #REF! | #REF! | #REF! | #REF! | #REF! | Allergy Pro |  | #REF! | #REF! | #REF! | #REF! | #REF! | #REF!
Atmosphere |  | #REF! | #REF! | #REF! | #REF! | #REF! | #REF! | Atmosphere |  | #REF! | #REF! | #REF! | #REF! | #REF! | #REF! | Atmosphere |  | #REF! | #REF! | #REF! | #REF! | #REF! | #REF! | Atmosphere |  | #REF! | #REF! | #REF! | #REF! | #REF! | #REF! | Atmosphere |  | #REF! | #REF! | #REF! | #REF! | #REF! | #REF!
BeneLife |  | #REF! | #REF! | #REF! | #REF! | #REF! | #REF! | BeneLife |  | #REF! | #REF! | #REF! | #REF! | #REF! | #REF! | BeneLife |  | #REF! | #REF! | #REF! | #REF! | #REF! | #REF! | BeneLife |  | #REF! | #REF! | #REF! | #REF! | #REF! | #REF! | BeneLife |  | #REF! | #REF! | #REF! | #REF! | #REF! | #REF!
Bionaire |  | #REF! | #REF! | #REF! | #REF! | #REF! | #REF! | Bionaire |  | #REF! | #REF! | #REF! | #REF! | #REF! | #REF! | Bionaire |  | #REF! | #REF! | #REF! | #REF! | #REF! | #REF! | Bionaire |  | #REF! | #REF! | #REF! | #REF! | #REF! | #REF! | Bionaire |  | #REF! | #REF! | #REF! | #REF! | #REF! | #REF!
BLUE |  | #REF! | #REF! | #REF! | #REF! | #REF! | #REF! | BLUE |  | #REF! | #REF! | #REF! | #REF! | #REF! | #REF! | BLUE |  | #REF! | #REF! | #REF! | #REF! | #REF! | #REF! | BLUE |  | #REF! | #REF! | #REF! | #REF! | #REF! | #REF! | BLUE |  | #REF! | #REF! | #REF! | #REF! | #REF! | #REF!
Blueair |  | #REF! | #REF! | #REF! | #REF! | #REF! | #REF! | Blueair |  | #REF! | #REF! | #REF! | #REF! | #REF! | #REF! | Blueair |  | #REF! | #REF! | #REF! | #REF! | #REF! | #REF! | Blueair |  | #REF! | #REF! | #REF! | #REF! | #REF! | #REF! | Blueair |  | #REF! | #REF! | #REF! | #REF! | #REF! | #REF!
Blueair Aerus |  | #REF! | #REF! | #REF! | #REF! | #REF! | #REF! | Blueair Aerus |  | #REF! | #REF! | #REF! | #REF! | #REF! | #REF! | Blueair Aerus |  | #REF! | #REF! | #REF! | #REF! | #REF! | #REF! | Blueair Aerus |  | #REF! | #REF! | #REF! | #REF! | #REF! | #REF! | Blueair Aerus |  | #REF! | #REF! | #REF! | #REF! | #REF! | #REF!
Boneco |  | #REF! | #REF! | #REF! | #REF! | #REF! | #REF! | Boneco |  | #REF! | #REF! | #REF! | #REF! | #REF! | #REF! | Boneco |  | #REF! | #REF! | #REF! | #REF! | #REF! | #REF! | Boneco |  | #REF! | #REF! | #REF! | #REF! | #REF! | #REF! | Boneco |  | #REF! | #REF! | #REF! | #REF! | #REF! | #REF!
Brondell |  | #REF! | #REF! | #REF! | #REF! | #REF! | #REF! | Brondell |  | #REF! | #REF! | #REF! | #REF! | #REF! | #REF! | Brondell |  | #REF! | #REF! | #REF! | #REF! | #REF! | #REF! | Brondell |  | #REF! | #REF! | #REF! | #REF! | #REF! | #REF! | Brondell |  | #REF! | #REF! | #REF! | #REF! | #REF! | #REF!
Coway |  | #REF! | #REF! | #REF! | #REF! | #REF! | #REF! | Coway |  | #REF! | #REF! | #REF! | #REF! | #REF! | #REF! | Coway |  | #REF! | #REF! | #REF! | #REF! | #REF! | #REF! | Coway |  | #REF! | #REF! | #REF! | #REF! | #REF! | #REF! | Coway |  | #REF! | #REF! | #REF! | #REF! | #REF! | #REF!
Coway, Cairs |  | #REF! | #REF! | #REF! | #REF! | #REF! | #REF! | Coway, Cairs |  | #REF! | #REF! | #REF! | #REF! | #REF! | #REF! | Coway, Cairs |  | #REF! | #REF! | #REF! | #REF! | #REF! | #REF! | Coway, Cairs |  | #REF! | #REF! | #REF! | #REF! | #REF! | #REF! | Coway, Cairs |  | #REF! | #REF! | #REF! | #REF! | #REF! | #REF!
Electrolux |  | #REF! | #REF! | #REF! | #REF! | #REF! | #REF! | Electrolux |  | #REF! | #REF! | #REF! | #REF! | #REF! | #REF! | Electrolux |  | #REF! | #REF! | #REF! | #REF! | #REF! | #REF! | Electrolux |  | #REF! | #REF! | #REF! | #REF! | #REF! | #REF! | Electrolux |  | #REF! | #REF! | #REF! | #REF! | #REF! | #REF!
Envion |  | #REF! | #REF! | #REF! | #REF! | #REF! | #REF! | Envion |  | #REF! | #REF! | #REF! | #REF! | #REF! | #REF! | Envion |  | #REF! | #REF! | #REF! | #REF! | #REF! | #REF! | Envion |  | #REF! | #REF! | #REF! | #REF! | #REF! | #REF! | Envion |  | #REF! | #REF! | #REF! | #REF! | #REF! | #REF!
Febreze |  | #REF! | #REF! | #REF! | #REF! | #REF! | #REF! | Febreze |  | #REF! | #REF! | #REF! | #REF! | #REF! | #REF! | Febreze |  | #REF! | #REF! | #REF! | #REF! | #REF! | #REF! | Febreze |  | #REF! | #REF! | #REF! | #REF! | #REF! | #REF! | Febreze |  | #REF! | #REF! | #REF! | #REF! | #REF! | #REF!
Fellowes |  | #REF! | #REF! | #REF! | #REF! | #REF! | #REF! | Fellowes |  | #REF! | #REF! | #REF! | #REF! | #REF! | #REF! | Fellowes |  | #REF! | #REF! | #REF! | #REF! | #REF! | #REF! | Fellowes |  | #REF! | #REF! | #REF! | #REF! | #REF! | #REF! | Fellowes |  | #REF! | #REF! | #REF! | #REF! | #REF! | #REF!
Filtrete |  | #REF! | #REF! | #REF! | #REF! | #REF! | #REF! | Filtrete |  | #REF! | #REF! | #REF! | #REF! | #REF! | #REF! | Filtrete |  | #REF! | #REF! | #REF! | #REF! | #REF! | #REF! | Filtrete |  | #REF! | #REF! | #REF! | #REF! | #REF! | #REF! | Filtrete |  | #REF! | #REF! | #REF! | #REF! | #REF! | #REF!
Friedrich |  | #REF! | #REF! | #REF! | #REF! | #REF! | #REF! | Friedrich |  | #REF! | #REF! | #REF! | #REF! | #REF! | #REF! | Friedrich |  | #REF! | #REF! | #REF! | #REF! | #REF! | #REF! | Friedrich |  | #REF! | #REF! | #REF! | #REF! | #REF! | #REF! | Friedrich |  | #REF! | #REF! | #REF! | #REF! | #REF! | #REF!
Frigidaire |  | #REF! | #REF! | #REF! | #REF! | #REF! | #REF! | Frigidaire |  | #REF! | #REF! | #REF! | #REF! | #REF! | #REF! | Frigidaire |  | #REF! | #REF! | #REF! | #REF! | #REF! | #REF! | Frigidaire |  | #REF! | #REF! | #REF! | #REF! | #REF! | #REF! | Frigidaire |  | #REF! | #REF! | #REF! | #REF! | #REF! | #REF!
GermGuardian |  | #REF! | #REF! | #REF! | #REF! | #REF! | #REF! | GermGuardian |  | #REF! | #REF! | #REF! | #REF! | #REF! | #REF! | GermGuardian |  | #REF! | #REF! | #REF! | #REF! | #REF! | #REF! | GermGuardian |  | #REF! | #REF! | #REF! | #REF! | #REF! | #REF! | GermGuardian |  | #REF! | #REF! | #REF! | #REF! | #REF! | #REF!
Holmes |  | #REF! | #REF! | #REF! | #REF! | #REF! | #REF! | Holmes |  | #REF! | #REF! | #REF! | #REF! | #REF! | #REF! | Holmes |  | #REF! | #REF! | #REF! | #REF! | #REF! | #REF! | Holmes |  | #REF! | #REF! | #REF! | #REF! | #REF! | #REF! | Holmes |  | #REF! | #REF! | #REF! | #REF! | #REF! | #REF!
HOMEDICS |  | #REF! | #REF! | #REF! | #REF! | #REF! | #REF! | HOMEDICS |  | #REF! | #REF! | #REF! | #REF! | #REF! | #REF! | HOMEDICS |  | #REF! | #REF! | #REF! | #REF! | #REF! | #REF! | HOMEDICS |  | #REF! | #REF! | #REF! | #REF! | #REF! | #REF! | HOMEDICS |  | #REF! | #REF! | #REF! | #REF! | #REF! | #REF!
HomeTrends |  | #REF! | #REF! | #REF! | #REF! | #REF! | #REF! | HomeTrends |  | #REF! | #REF! | #REF! | #REF! | #REF! | #REF! | HomeTrends |  | #REF! | #REF! | #REF! | #REF! | #REF! | #REF! | HomeTrends |  | #REF! | #REF! | #REF! | #REF! | #REF! | #REF! | HomeTrends |  | #REF! | #REF! | #REF! | #REF! | #REF! | #REF!
Honeywell |  | #REF! | #REF! | #REF! | #REF! | #REF! | #REF! | Honeywell |  | #REF! | #REF! | #REF! | #REF! | #REF! | #REF! | Honeywell |  | #REF! | #REF! | #REF! | #REF! | #REF! | #REF! | Honeywell |  | #REF! | #REF! | #REF! | #REF! | #REF! | #REF! | Honeywell |  | #REF! | #REF! | #REF! | #REF! | #REF! | #REF!
IDEAL |  | #REF! | #REF! | #REF! | #REF! | #REF! | #REF! | IDEAL |  | #REF! | #REF! | #REF! | #REF! | #REF! | #REF! | IDEAL |  | #REF! | #REF! | #REF! | #REF! | #REF! | #REF! | IDEAL |  | #REF! | #REF! | #REF! | #REF! | #REF! | #REF! | IDEAL |  | #REF! | #REF! | #REF! | #REF! | #REF! | #REF!
Idylis |  | #REF! | #REF! | #REF! | #REF! | #REF! | #REF! | Idylis |  | #REF! | #REF! | #REF! | #REF! | #REF! | #REF! | Idylis |  | #REF! | #REF! | #REF! | #REF! | #REF! | #REF! | Idylis |  | #REF! | #REF! | #REF! | #REF! | #REF! | #REF! | Idylis |  | #REF! | #REF! | #REF! | #REF! | #REF! | #REF!
Intellipure |  | #REF! | #REF! | #REF! | #REF! | #REF! | #REF! | Intellipure |  | #REF! | #REF! | #REF! | #REF! | #REF! | #REF! | Intellipure |  | #REF! | #REF! | #REF! | #REF! | #REF! | #REF! | Intellipure |  | #REF! | #REF! | #REF! | #REF! | #REF! | #REF! | Intellipure |  | #REF! | #REF! | #REF! | #REF! | #REF! | #REF!
Ionic Comfort |  | #REF! | #REF! | #REF! | #REF! | #REF! | #REF! | Ionic Comfort |  | #REF! | #REF! | #REF! | #REF! | #REF! | #REF! | Ionic Comfort |  | #REF! | #REF! | #REF! | #REF! | #REF! | #REF! | Ionic Comfort |  | #REF! | #REF! | #REF! | #REF! | #REF! | #REF! | Ionic Comfort |  | #REF! | #REF! | #REF! | #REF! | #REF! | #REF!
Ionic Comfort Plus |  | #REF! | #REF! | #REF! | #REF! | #REF! | #REF! | Ionic Comfort Plus |  | #REF! | #REF! | #REF! | #REF! | #REF! | #REF! | Ionic Comfort Plus |  | #REF! | #REF! | #REF! | #REF! | #REF! | #REF! | Ionic Comfort Plus |  | #REF! | #REF! | #REF! | #REF! | #REF! | #REF! | Ionic Comfort Plus |  | #REF! | #REF! | #REF! | #REF! | #REF! | #REF!
Ionic Pro Platinum |  | #REF! | #REF! | #REF! | #REF! | #REF! | #REF! | Ionic Pro Platinum |  | #REF! | #REF! | #REF! | #REF! | #REF! | #REF! | Ionic Pro Platinum |  | #REF! | #REF! | #REF! | #REF! | #REF! | #REF! | Ionic Pro Platinum |  | #REF! | #REF! | #REF! | #REF! | #REF! | #REF! | Ionic Pro Platinum |  | #REF! | #REF! | #REF! | #REF! | #REF! | #REF!
IQAir |  | #REF! | #REF! | #REF! | #REF! | #REF! | #REF! | IQAir |  | #REF! | #REF! | #REF! | #REF! | #REF! | #REF! | IQAir |  | #REF! | #REF! | #REF! | #REF! | #REF! | #REF! | IQAir |  | #REF! | #REF! | #REF! | #REF! | #REF! | #REF! | IQAir |  | #REF! | #REF! | #REF! | #REF! | #REF! | #REF!
Kenmore |  | #REF! | #REF! | #REF! | #REF! | #REF! | #REF! | Kenmore |  | #REF! | #REF! | #REF! | #REF! | #REF! | #REF! | Kenmore |  | #REF! | #REF! | #REF! | #REF! | #REF! | #REF! | Kenmore |  | #REF! | #REF! | #REF! | #REF! | #REF! | #REF! | Kenmore |  | #REF! | #REF! | #REF! | #REF! | #REF! | #REF!
KoolCoh |  | #REF! | #REF! | #REF! | #REF! | #REF! | #REF! | KoolCoh |  | #REF! | #REF! | #REF! | #REF! | #REF! | #REF! | KoolCoh |  | #REF! | #REF! | #REF! | #REF! | #REF! | #REF! | KoolCoh |  | #REF! | #REF! | #REF! | #REF! | #REF! | #REF! | KoolCoh |  | #REF! | #REF! | #REF! | #REF! | #REF! | #REF!
Lasko |  | #REF! | #REF! | #REF! | #REF! | #REF! | #REF! | Lasko |  | #REF! | #REF! | #REF! | #REF! | #REF! | #REF! | Lasko |  | #REF! | #REF! | #REF! | #REF! | #REF! | #REF! | Lasko |  | #REF! | #REF! | #REF! | #REF! | #REF! | #REF! | Lasko |  | #REF! | #REF! | #REF! | #REF! | #REF! | #REF!
LG |  | #REF! | #REF! | #REF! | #REF! | #REF! | #REF! | LG |  | #REF! | #REF! | #REF! | #REF! | #REF! | #REF! | LG |  | #REF! | #REF! | #REF! | #REF! | #REF! | #REF! | LG |  | #REF! | #REF! | #REF! | #REF! | #REF! | #REF! | LG |  | #REF! | #REF! | #REF! | #REF! | #REF! | #REF!
Life Cell |  | #REF! | #REF! | #REF! | #REF! | #REF! | #REF! | Life Cell |  | #REF! | #REF! | #REF! | #REF! | #REF! | #REF! | Life Cell |  | #REF! | #REF! | #REF! | #REF! | #REF! | #REF! | Life Cell |  | #REF! | #REF! | #REF! | #REF! | #REF! | #REF! | Life Cell |  | #REF! | #REF! | #REF! | #REF! | #REF! | #REF!
LUX |  | #REF! | #REF! | #REF! | #REF! | #REF! | #REF! | LUX |  | #REF! | #REF! | #REF! | #REF! | #REF! | #REF! | LUX |  | #REF! | #REF! | #REF! | #REF! | #REF! | #REF! | LUX |  | #REF! | #REF! | #REF! | #REF! | #REF! | #REF! | LUX |  | #REF! | #REF! | #REF! | #REF! | #REF! | #REF!
Master Craft |  | #REF! | #REF! | #REF! | #REF! | #REF! | #REF! | Master Craft |  | #REF! | #REF! | #REF! | #REF! | #REF! | #REF! | Master Craft |  | #REF! | #REF! | #REF! | #REF! | #REF! | #REF! | Master Craft |  | #REF! | #REF! | #REF! | #REF! | #REF! | #REF! | Master Craft |  | #REF! | #REF! | #REF! | #REF! | #REF! | #REF!
Nectar |  | #REF! | #REF! | #REF! | #REF! | #REF! | #REF! | Nectar |  | #REF! | #REF! | #REF! | #REF! | #REF! | #REF! | Nectar |  | #REF! | #REF! | #REF! | #REF! | #REF! | #REF! | Nectar |  | #REF! | #REF! | #REF! | #REF! | #REF! | #REF! | Nectar |  | #REF! | #REF! | #REF! | #REF! | #REF! | #REF!
NUK |  | #REF! | #REF! | #REF! | #REF! | #REF! | #REF! | NUK |  | #REF! | #REF! | #REF! | #REF! | #REF! | #REF! | NUK |  | #REF! | #REF! | #REF! | #REF! | #REF! | #REF! | NUK |  | #REF! | #REF! | #REF! | #REF! | #REF! | #REF! | NUK |  | #REF! | #REF! | #REF! | #REF! | #REF! | #REF!
ORANSI |  | #REF! | #REF! | #REF! | #REF! | #REF! | #REF! | ORANSI |  | #REF! | #REF! | #REF! | #REF! | #REF! | #REF! | ORANSI |  | #REF! | #REF! | #REF! | #REF! | #REF! | #REF! | ORANSI |  | #REF! | #REF! | #REF! | #REF! | #REF! | #REF! | ORANSI |  | #REF! | #REF! | #REF! | #REF! | #REF! | #REF!
Oreck |  | #REF! | #REF! | #REF! | #REF! | #REF! | #REF! | Oreck |  | #REF! | #REF! | #REF! | #REF! | #REF! | #REF! | Oreck |  | #REF! | #REF! | #REF! | #REF! | #REF! | #REF! | Oreck |  | #REF! | #REF! | #REF! | #REF! | #REF! | #REF! | Oreck |  | #REF! | #REF! | #REF! | #REF! | #REF! | #REF!
Philips |  | #REF! | #REF! | #REF! | #REF! | #REF! | #REF! | Philips |  | #REF! | #REF! | #REF! | #REF! | #REF! | #REF! | Philips |  | #REF! | #REF! | #REF! | #REF! | #REF! | #REF! | Philips |  | #REF! | #REF! | #REF! | #REF! | #REF! | #REF! | Philips |  | #REF! | #REF! | #REF! | #REF! | #REF! | #REF!
Pure Ion Pro |  | #REF! | #REF! | #REF! | #REF! | #REF! | #REF! | Pure Ion Pro |  | #REF! | #REF! | #REF! | #REF! | #REF! | #REF! | Pure Ion Pro |  | #REF! | #REF! | #REF! | #REF! | #REF! | #REF! | Pure Ion Pro |  | #REF! | #REF! | #REF! | #REF! | #REF! | #REF! | Pure Ion Pro |  | #REF! | #REF! | #REF! | #REF! | #REF! | #REF!
PureGuardian |  | #REF! | #REF! | #REF! | #REF! | #REF! | #REF! | PureGuardian |  | #REF! | #REF! | #REF! | #REF! | #REF! | #REF! | PureGuardian |  | #REF! | #REF! | #REF! | #REF! | #REF! | #REF! | PureGuardian |  | #REF! | #REF! | #REF! | #REF! | #REF! | #REF! | PureGuardian |  | #REF! | #REF! | #REF! | #REF! | #REF! | #REF!
Rabbit Air |  | #REF! | #REF! | #REF! | #REF! | #REF! | #REF! | Rabbit Air |  | #REF! | #REF! | #REF! | #REF! | #REF! | #REF! | Rabbit Air |  | #REF! | #REF! | #REF! | #REF! | #REF! | #REF! | Rabbit Air |  | #REF! | #REF! | #REF! | #REF! | #REF! | #REF! | Rabbit Air |  | #REF! | #REF! | #REF! | #REF! | #REF! | #REF!
RevitalAir |  | #REF! | #REF! | #REF! | #REF! | #REF! | #REF! | RevitalAir |  | #REF! | #REF! | #REF! | #REF! | #REF! | #REF! | RevitalAir |  | #REF! | #REF! | #REF! | #REF! | #REF! | #REF! | RevitalAir |  | #REF! | #REF! | #REF! | #REF! | #REF! | #REF! | RevitalAir |  | #REF! | #REF! | #REF! | #REF! | #REF! | #REF!
ROWENTA |  | #REF! | #REF! | #REF! | #REF! | #REF! | #REF! | ROWENTA |  | #REF! | #REF! | #REF! | #REF! | #REF! | #REF! | ROWENTA |  | #REF! | #REF! | #REF! | #REF! | #REF! | #REF! | ROWENTA |  | #REF! | #REF! | #REF! | #REF! | #REF! | #REF! | ROWENTA |  | #REF! | #REF! | #REF! | #REF! | #REF! | #REF!
Sharp |  | #REF! | #REF! | #REF! | #REF! | #REF! | #REF! | Sharp |  | #REF! | #REF! | #REF! | #REF! | #REF! | #REF! | Sharp |  | #REF! | #REF! | #REF! | #REF! | #REF! | #REF! | Sharp |  | #REF! | #REF! | #REF! | #REF! | #REF! | #REF! | Sharp |  | #REF! | #REF! | #REF! | #REF! | #REF! | #REF!
SheerAIRE |  | #REF! | #REF! | #REF! | #REF! | #REF! | #REF! | SheerAIRE |  | #REF! | #REF! | #REF! | #REF! | #REF! | #REF! | SheerAIRE |  | #REF! | #REF! | #REF! | #REF! | #REF! | #REF! | SheerAIRE |  | #REF! | #REF! | #REF! | #REF! | #REF! | #REF! | SheerAIRE |  | #REF! | #REF! | #REF! | #REF! | #REF! | #REF!
Therapure |  | #REF! | #REF! | #REF! | #REF! | #REF! | #REF! | Therapure |  | #REF! | #REF! | #REF! | #REF! | #REF! | #REF! | Therapure |  | #REF! | #REF! | #REF! | #REF! | #REF! | #REF! | Therapure |  | #REF! | #REF! | #REF! | #REF! | #REF! | #REF! | Therapure |  | #REF! | #REF! | #REF! | #REF! | #REF! | #REF!
Whirlpool |  | #REF! | #REF! | #REF! | #REF! | #REF! | #REF! | Whirlpool |  | #REF! | #REF! | #REF! | #REF! | #REF! | #REF! | Whirlpool |  | #REF! | #REF! | #REF! | #REF! | #REF! | #REF! | Whirlpool |  | #REF! | #REF! | #REF! | #REF! | #REF! | #REF! | Whirlpool |  | #REF! | #REF! | #REF! | #REF! | #REF! | #REF!
Winix |  | #REF! | #REF! | #REF! | #REF! | #REF! | #REF! | Winix |  | #REF! | #REF! | #REF! | #REF! | #REF! | #REF! | Winix |  | #REF! | #REF! | #REF! | #REF! | #REF! | #REF! | Winix |  | #REF! | #REF! | #REF! | #REF! | #REF! | #REF! | Winix |  | #REF! | #REF! | #REF! | #REF! | #REF! | #REF!
Wood's |  | #REF! | #REF! | #REF! | #REF! | #REF! | #REF! | Wood's |  | #REF! | #REF! | #REF! | #REF! | #REF! | #REF! | Wood's |  | #REF! | #REF! | #REF! | #REF! | #REF! | #REF! | Wood's |  | #REF! | #REF! | #REF! | #REF! | #REF! | #REF! | Wood's |  | #REF! | #REF! | #REF! | #REF! | #REF! | #REF!
Non-ES Models | #REF! | #REF! | #REF! | #REF! | #REF! | #REF! | #REF! | Non-ES Models | #REF! | #REF! | #REF! | #REF! | #REF! | #REF! | #REF! | Non-ES Models | #REF! | #REF! | #REF! | #REF! | #REF! | #REF! | #REF! | Non-ES Models | #REF! | #REF! | #REF! | #REF! | #REF! | #REF! | #REF! | Non-ES Models | #REF! | #REF! | #REF! | #REF! | #REF! | #REF! | #REF!
Totals | #REF! | #REF! | #REF! | #REF! | #REF! | #REF! | #REF! | Totals | #REF! | #REF! | #REF! | #REF! | #REF! | #REF! | #REF! | Totals | #REF! | #REF! | #REF! | #REF! | #REF! | #REF! | #REF! | Totals | #REF! | #REF! | #REF! | #REF! | #REF! | #REF! | #REF! | Totals | #REF! | #REF! | #REF! | #REF! | #REF! | #REF! | #REF!
Pass Rate |  | #REF! | #REF! | #REF! | #REF! | #REF! | #REF! | Pass Rate |  | #REF! | #REF! | #REF! | #REF! | #REF! | #REF! | Pass Rate |  | #REF! | #REF! | #REF! | #REF! | #REF! | #REF! | Pass Rate |  | #REF! | #REF! | #REF! | #REF! | #REF! | #REF! | Pass Rate |  | #REF! | #REF! | #REF! | #REF! | #REF! | #REF!
Count of Brands |  | 0 | 0 | 0 | 0 | 0 | 0 | Count of Brands |  | 0 | 0 | 0 | 0 | 0 | 0 | Count of Brands |  | 0 | 0 | 0 | 0 | 0 | 0 | Count of Brands |  | 0 | 0 | 0 | 0 | 0 | 0 | Count of Brands |  | 0 | 0 | 0 | 0 | 0 | 0
Dust CADR/W (Adjusted Proposal Levels) | [7 empty] | Dust CADR/W (Adjusted Proposal Levels) | [7 empty] | Dust CADR/W (Adjusted Proposal Levels) | [7 empty] | Dust CADR/W (Adjusted Proposal Levels) | [7 empty] | Dust CADR/W (Adjusted Proposal Levels)
CADR < 100 | [7 empty] | 100 =< CADR < 150 | [7 empty] | 150 =< CADR < 200 | [7 empty] | 200 <= CADR | [7 empty] | All
ENERGY STAR Manufacturing Partner Brands | Non-ENERGY STAR | ENERGY STAR | Proposal # 1 (CADR/W = 2.3) | Proposal # 2 (CADR/W = 2.4) | Proposal # 3 (CADR/W = 2.5) | Proposal # 4 (CADR/W = 2.6) | Proposal # 5 (CADR/W = 2.7) | ENERGY STAR Manufacturing Partner Brands | Non-ENERGY STAR | ENERGY STAR | Proposal # 1 (CADR/W = 2.4) | Proposal # 2 (CADR/W = 2.5) | Proposal # 3 (CADR/W = 2.6) | Proposal # 4 (CADR/W = 3.0) | Proposal # 5 (CADR/W = 3.5) | ENERGY STAR Manufacturing Partner Brands | Non-ENERGY STAR | ENERGY STAR | Proposal # 1 (CADR/W = 2.5) | Proposal # 2 (CADR/W = 2.8) | Proposal # 3 (CADR/W = 3.0) | Proposal # 4 (CADR/W = 3.5) | Proposal # 5 (CADR/W = 4.0) | ENERGY STAR Manufacturing Partner Brands | Non-ENERGY STAR | ENERGY STAR | Proposal # 1 (CADR/W = 2.5) | Proposal # 2 (CADR/W = 2.8) | Proposal # 3 (CADR/W = 3.0) | Proposal # 4 (CADR/W = 3.5) | Proposal # 5 (CADR/W = 4.0) | ENERGY STAR Manufacturing Partner Brands | Non-ENERGY STAR | ENERGY STAR | Proposal # 1 | Proposal # 2 | Proposal # 3 | Proposal # 4 | Proposal # 5
Aerus |  | #REF! | #REF! | #REF! | #REF! | #REF! | #REF! | Aerus |  | #REF! | #REF! | #REF! | #REF! | #REF! | #REF! | Aerus |  | #REF! | #REF! | #REF! | #REF! | #REF! | #REF! | Aerus |  | #REF! | #REF! | #REF! | #REF! | #REF! | #REF! | Aerus |  | #REF! | #REF! | #REF! | #REF! | #REF! | #REF!
Airgle |  | #REF! | #REF! | #REF! | #REF! | #REF! | #REF! | Airgle |  | #REF! | #REF! | #REF! | #REF! | #REF! | #REF! | Airgle |  | #REF! | #REF! | #REF! | #REF! | #REF! | #REF! | Airgle |  | #REF! | #REF! | #REF! | #REF! | #REF! | #REF! | Airgle |  | #REF! | #REF! | #REF! | #REF! | #REF! | #REF!
AIRMEGA |  | #REF! | #REF! | #REF! | #REF! | #REF! | #REF! | AIRMEGA |  | #REF! | #REF! | #REF! | #REF! | #REF! | #REF! | AIRMEGA |  | #REF! | #REF! | #REF! | #REF! | #REF! | #REF! | AIRMEGA |  | #REF! | #REF! | #REF! | #REF! | #REF! | #REF! | AIRMEGA |  | #REF! | #REF! | #REF! | #REF! | #REF! | #REF!
Alen |  | #REF! | #REF! | #REF! | #REF! | #REF! | #REF! | Alen |  | #REF! | #REF! | #REF! | #REF! | #REF! | #REF! | Alen |  | #REF! | #REF! | #REF! | #REF! | #REF! | #REF! | Alen |  | #REF! | #REF! | #REF! | #REF! | #REF! | #REF! | Alen |  | #REF! | #REF! | #REF! | #REF! | #REF! | #REF!
Allergy Pro |  | #REF! | #REF! | #REF! | #REF! | #REF! | #REF! | Allergy Pro |  | #REF! | #REF! | #REF! | #REF! | #REF! | #REF! | Allergy Pro |  | #REF! | #REF! | #REF! | #REF! | #REF! | #REF! | Allergy Pro |  | #REF! | #REF! | #REF! | #REF! | #REF! | #REF! | Allergy Pro |  | #REF! | #REF! | #REF! | #REF! | #REF! | #REF!
Atmosphere |  | #REF! | #REF! | #REF! | #REF! | #REF! | #REF! | Atmosphere |  | #REF! | #REF! | #REF! | #REF! | #REF! | #REF! | Atmosphere |  | #REF! | #REF! | #REF! | #REF! | #REF! | #REF! | Atmosphere |  | #REF! | #REF! | #REF! | #REF! | #REF! | #REF! | Atmosphere |  | #REF! | #REF! | #REF! | #REF! | #REF! | #REF!
BeneLife |  | #REF! | #REF! | #REF! | #REF! | #REF! | #REF! | BeneLife |  | #REF! | #REF! | #REF! | #REF! | #REF! | #REF! | BeneLife |  | #REF! | #REF! | #REF! | #REF! | #REF! | #REF! | BeneLife |  | #REF! | #REF! | #REF! | #REF! | #REF! | #REF! | BeneLife |  | #REF! | #REF! | #REF! | #REF! | #REF! | #REF!
Bionaire |  | #REF! | #REF! | #REF! | #REF! | #REF! | #REF! | Bionaire |  | #REF! | #REF! | #REF! | #REF! | #REF! | #REF! | Bionaire |  | #REF! | #REF! | #REF! | #REF! | #REF! | #REF! | Bionaire |  | #REF! | #REF! | #REF! | #REF! | #REF! | #REF! | Bionaire |  | #REF! | #REF! | #REF! | #REF! | #REF! | #REF!
BLUE |  | #REF! | #REF! | #REF! | #REF! | #REF! | #REF! | BLUE |  | #REF! | #REF! | #REF! | #REF! | #REF! | #REF! | BLUE |  | #REF! | #REF! | #REF! | #REF! | #REF! | #REF! | BLUE |  | #REF! | #REF! | #REF! | #REF! | #REF! | #REF! | BLUE |  | #REF! | #REF! | #REF! | #REF! | #REF! | #REF!
Blueair |  | #REF! | #REF! | #REF! | #REF! | #REF! | #REF! | Blueair |  | #REF! | #REF! | #REF! | #REF! | #REF! | #REF! | Blueair |  | #REF! | #REF! | #REF! | #REF! | #REF! | #REF! | Blueair |  | #REF! | #REF! | #REF! | #REF! | #REF! | #REF! | Blueair |  | #REF! | #REF! | #REF! | #REF! | #REF! | #REF!
Blueair Aerus |  | #REF! | #REF! | #REF! | #REF! | #REF! | #REF! | Blueair Aerus |  | #REF! | #REF! | #REF! | #REF! | #REF! | #REF! | Blueair Aerus |  | #REF! | #REF! | #REF! | #REF! | #REF! | #REF! | Blueair Aerus |  | #REF! | #REF! | #REF! | #REF! | #REF! | #REF! | Blueair Aerus |  | #REF! | #REF! | #REF! | #REF! | #REF! | #REF!
Boneco |  | #REF! | #REF! | #REF! | #REF! | #REF! | #REF! | Boneco |  | #REF! | #REF! | #REF! | #REF! | #REF! | #REF! | Boneco |  | #REF! | #REF! | #REF! | #REF! | #REF! | #REF! | Boneco |  | #REF! | #REF! | #REF! | #REF! | #REF! | #REF! | Boneco |  | #REF! | #REF! | #REF! | #REF! | #REF! | #REF!
Brondell |  | #REF! | #REF! | #REF! | #REF! | #REF! | #REF! | Brondell |  | #REF! | #REF! | #REF! | #REF! | #REF! | #REF! | Brondell |  | #REF! | #REF! | #REF! | #REF! | #REF! | #REF! | Brondell |  | #REF! | #REF! | #REF! | #REF! | #REF! | #REF! | Brondell |  | #REF! | #REF! | #REF! | #REF! | #REF! | #REF!
Coway |  | #REF! | #REF! | #REF! | #REF! | #REF! | #REF! | Coway |  | #REF! | #REF! | #REF! | #REF! | #REF! | #REF! | Coway |  | #REF! | #REF! | #REF! | #REF! | #REF! | #REF! | Coway |  | #REF! | #REF! | #REF! | #REF! | #REF! | #REF! | Coway |  | #REF! | #REF! | #REF! | #REF! | #REF! | #REF!
Coway, Cairs |  | #REF! | #REF! | #REF! | #REF! | #REF! | #REF! | Coway, Cairs |  | #REF! | #REF! | #REF! | #REF! | #REF! | #REF! | Coway, Cairs |  | #REF! | #REF! | #REF! | #REF! | #REF! | #REF! | Coway, Cairs |  | #REF! | #REF! | #REF! | #REF! | #REF! | #REF! | Coway, Cairs |  | #REF! | #REF! | #REF! | #REF! | #REF! | #REF!
Electrolux |  | #REF! | #REF! | #REF! | #REF! | #REF! | #REF! | Electrolux |  | #REF! | #REF! | #REF! | #REF! | #REF! | #REF! | Electrolux |  | #REF! | #REF! | #REF! | #REF! | #REF! | #REF! | Electrolux |  | #REF! | #REF! | #REF! | #REF! | #REF! | #REF! | Electrolux |  | #REF! | #REF! | #REF! | #REF! | #REF! | #REF!
Envion |  | #REF! | #REF! | #REF! | #REF! | #REF! | #REF! | Envion |  | #REF! | #REF! | #REF! | #REF! | #REF! | #REF! | Envion |  | #REF! | #REF! | #REF! | #REF! | #REF! | #REF! | Envion |  | #REF! | #REF! | #REF! | #REF! | #REF! | #REF! | Envion |  | #REF! | #REF! | #REF! | #REF! | #REF! | #REF!
Febreze |  | #REF! | #REF! | #REF! | #REF! | #REF! | #REF! | Febreze |  | #REF! | #REF! | #REF! | #REF! | #REF! | #REF! | Febreze |  | #REF! | #REF! | #REF! | #REF! | #REF! | #REF! | Febreze |  | #REF! | #REF! | #REF! | #REF! | #REF! | #REF! | Febreze |  | #REF! | #REF! | #REF! | #REF! | #REF! | #REF!
Fellowes |  | #REF! | #REF! | #REF! | #REF! | #REF! | #REF! | Fellowes |  | #REF! | #REF! | #REF! | #REF! | #REF! | #REF! | Fellowes |  | #REF! | #REF! | #REF! | #REF! | #REF! | #REF! | Fellowes |  | #REF! | #REF! | #REF! | #REF! | #REF! | #REF! | Fellowes |  | #REF! | #REF! | #REF! | #REF! | #REF! | #REF!
Filtrete |  | #REF! | #REF! | #REF! | #REF! | #REF! | #REF! | Filtrete |  | #REF! | #REF! | #REF! | #REF! | #REF! | #REF! | Filtrete |  | #REF! | #REF! | #REF! | #REF! | #REF! | #REF! | Filtrete |  | #REF! | #REF! | #REF! | #REF! | #REF! | #REF! | Filtrete |  | #REF! | #REF! | #REF! | #REF! | #REF! | #REF!
Friedrich |  | #REF! | #REF! | #REF! | #REF! | #REF! | #REF! | Friedrich |  | #REF! | #REF! | #REF! | #REF! | #REF! | #REF! | Friedrich |  | #REF! | #REF! | #REF! | #REF! | #REF! | #REF! | Friedrich |  | #REF! | #REF! | #REF! | #REF! | #REF! | #REF! | Friedrich |  | #REF! | #REF! | #REF! | #REF! | #REF! | #REF!
Frigidaire |  | #REF! | #REF! | #REF! | #REF! | #REF! | #REF! | Frigidaire |  | #REF! | #REF! | #REF! | #REF! | #REF! | #REF! | Frigidaire |  | #REF! | #REF! | #REF! | #REF! | #REF! | #REF! | Frigidaire |  | #REF! | #REF! | #REF! | #REF! | #REF! | #REF! | Frigidaire |  | #REF! | #REF! | #REF! | #REF! | #REF! | #REF!
GermGuardian |  | #REF! | #REF! | #REF! | #REF! | #REF! | #REF! | GermGuardian |  | #REF! | #REF! | #REF! | #REF! | #REF! | #REF! | GermGuardian |  | #REF! | #REF! | #REF! | #REF! | #REF! | #REF! | GermGuardian |  | #REF! | #REF! | #REF! | #REF! | #REF! | #REF! | GermGuardian |  | #REF! | #REF! | #REF! | #REF! | #REF! | #REF!
Holmes |  | #REF! | #REF! | #REF! | #REF! | #REF! | #REF! | Holmes |  | #REF! | #REF! | #REF! | #REF! | #REF! | #REF! | Holmes |  | #REF! | #REF! | #REF! | #REF! | #REF! | #REF! | Holmes |  | #REF! | #REF! | #REF! | #REF! | #REF! | #REF! | Holmes |  | #REF! | #REF! | #REF! | #REF! | #REF! | #REF!
HOMEDICS |  | #REF! | #REF! | #REF! | #REF! | #REF! | #REF! | HOMEDICS |  | #REF! | #REF! | #REF! | #REF! | #REF! | #REF! | HOMEDICS |  | #REF! | #REF! | #REF! | #REF! | #REF! | #REF! | HOMEDICS |  | #REF! | #REF! | #REF! | #REF! | #REF! | #REF! | HOMEDICS |  | #REF! | #REF! | #REF! | #REF! | #REF! | #REF!
HomeTrends |  | #REF! | #REF! | #REF! | #REF! | #REF! | #REF! | HomeTrends |  | #REF! | #REF! | #REF! | #REF! | #REF! | #REF! | HomeTrends |  | #REF! | #REF! | #REF! | #REF! | #REF! | #REF! | HomeTrends |  | #REF! | #REF! | #REF! | #REF! | #REF! | #REF! | HomeTrends |  | #REF! | #REF! | #REF! | #REF! | #REF! | #REF!
Honeywell |  | #REF! | #REF! | #REF! | #REF! | #REF! | #REF! | Honeywell |  | #REF! | #REF! | #REF! | #REF! | #REF! | #REF! | Honeywell |  | #REF! | #REF! | #REF! | #REF! | #REF! | #REF! | Honeywell |  | #REF! | #REF! | #REF! | #REF! | #REF! | #REF! | Honeywell |  | #REF! | #REF! | #REF! | #REF! | #REF! | #REF!
IDEAL |  | #REF! | #REF! | #REF! | #REF! | #REF! | #REF! | IDEAL |  | #REF! | #REF! | #REF! | #REF! | #REF! | #REF! | IDEAL |  | #REF! | #REF! | #REF! | #REF! | #REF! | #REF! | IDEAL |  | #REF! | #REF! | #REF! | #REF! | #REF! | #REF! | IDEAL |  | #REF! | #REF! | #REF! | #REF! | #REF! | #REF!
Idylis |  | #REF! | #REF! | #REF! | #REF! | #REF! | #REF! | Idylis |  | #REF! | #REF! | #REF! | #REF! | #REF! | #REF! | Idylis |  | #REF! | #REF! | #REF! | #REF! | #REF! | #REF! | Idylis |  | #REF! | #REF! | #REF! | #REF! | #REF! | #REF! | Idylis |  | #REF! | #REF! | #REF! | #REF! | #REF! | #REF!
Intellipure |  | #REF! | #REF! | #REF! | #REF! | #REF! | #REF! | Intellipure |  | #REF! | #REF! | #REF! | #REF! | #REF! | #REF! | Intellipure |  | #REF! | #REF! | #REF! | #REF! | #REF! | #REF! | Intellipure |  | #REF! | #REF! | #REF! | #REF! | #REF! | #REF! | Intellipure |  | #REF! | #REF! | #REF! | #REF! | #REF! | #REF!
Ionic Comfort |  | #REF! | #REF! | #REF! | #REF! | #REF! | #REF! | Ionic Comfort |  | #REF! | #REF! | #REF! | #REF! | #REF! | #REF! | Ionic Comfort |  | #REF! | #REF! | #REF! | #REF! | #REF! | #REF! | Ionic Comfort |  | #REF! | #REF! | #REF! | #REF! | #REF! | #REF! | Ionic Comfort |  | #REF! | #REF! | #REF! | #REF! | #REF! | #REF!
Ionic Comfort Plus |  | #REF! | #REF! | #REF! | #REF! | #REF! | #REF! | Ionic Comfort Plus |  | #REF! | #REF! | #REF! | #REF! | #REF! | #REF! | Ionic Comfort Plus |  | #REF! | #REF! | #REF! | #REF! | #REF! | #REF! | Ionic Comfort Plus |  | #REF! | #REF! | #REF! | #REF! | #REF! | #REF! | Ionic Comfort Plus |  | #REF! | #REF! | #REF! | #REF! | #REF! | #REF!
Ionic Pro Platinum |  | #REF! | #REF! | #REF! | #REF! | #REF! | #REF! | Ionic Pro Platinum |  | #REF! | #REF! | #REF! | #REF! | #REF! | #REF! | Ionic Pro Platinum |  | #REF! | #REF! | #REF! | #REF! | #REF! | #REF! | Ionic Pro Platinum |  | #REF! | #REF! | #REF! | #REF! | #REF! | #REF! | Ionic Pro Platinum |  | #REF! | #REF! | #REF! | #REF! | #REF! | #REF!
IQAir |  | #REF! | #REF! | #REF! | #REF! | #REF! | #REF! | IQAir |  | #REF! | #REF! | #REF! | #REF! | #REF! | #REF! | IQAir |  | #REF! | #REF! | #REF! | #REF! | #REF! | #REF! | IQAir |  | #REF! | #REF! | #REF! | #REF! | #REF! | #REF! | IQAir |  | #REF! | #REF! | #REF! | #REF! | #REF! | #REF!
Kenmore |  | #REF! | #REF! | #REF! | #REF! | #REF! | #REF! | Kenmore |  | #REF! | #REF! | #REF! | #REF! | #REF! | #REF! | Kenmore |  | #REF! | #REF! | #REF! | #REF! | #REF! | #REF! | Kenmore |  | #REF! | #REF! | #REF! | #REF! | #REF! | #REF! | Kenmore |  | #REF! | #REF! | #REF! | #REF! | #REF! | #REF!
KoolCoh |  | #REF! | #REF! | #REF! | #REF! | #REF! | #REF! | KoolCoh |  | #REF! | #REF! | #REF! | #REF! | #REF! | #REF! | KoolCoh |  | #REF! | #REF! | #REF! | #REF! | #REF! | #REF! | KoolCoh |  | #REF! | #REF! | #REF! | #REF! | #REF! | #REF! | KoolCoh |  | #REF! | #REF! | #REF! | #REF! | #REF! | #REF!
Lasko |  | #REF! | #REF! | #REF! | #REF! | #REF! | #REF! | Lasko |  | #REF! | #REF! | #REF! | #REF! | #REF! | #REF! | Lasko |  | #REF! | #REF! | #REF! | #REF! | #REF! | #REF! | Lasko |  | #REF! | #REF! | #REF! | #REF! | #REF! | #REF! | Lasko |  | #REF! | #REF! | #REF! | #REF! | #REF! | #REF!
LG |  | #REF! | #REF! | #REF! | #REF! | #REF! | #REF! | LG |  | #REF! | #REF! | #REF! | #REF! | #REF! | #REF! | LG |  | #REF! | #REF! | #REF! | #REF! | #REF! | #REF! | LG |  | #REF! | #REF! | #REF! | #REF! | #REF! | #REF! | LG |  | #REF! | #REF! | #REF! | #REF! | #REF! | #REF!
Life Cell |  | #REF! | #REF! | #REF! | #REF! | #REF! | #REF! | Life Cell |  | #REF! | #REF! | #REF! | #REF! | #REF! | #REF! | Life Cell |  | #REF! | #REF! | #REF! | #REF! | #REF! | #REF! | Life Cell |  | #REF! | #REF! | #REF! | #REF! | #REF! | #REF! | Life Cell |  | #REF! | #REF! | #REF! | #REF! | #REF! | #REF!
LUX |  | #REF! | #REF! | #REF! | #REF! | #REF! | #REF! | LUX |  | #REF! | #REF! | #REF! | #REF! | #REF! | #REF! | LUX |  | #REF! | #REF! | #REF! | #REF! | #REF! | #REF! | LUX |  | #REF! | #REF! | #REF! | #REF! | #REF! | #REF! | LUX |  | #REF! | #REF! | #REF! | #REF! | #REF! | #REF!
Master Craft |  | #REF! | #REF! | #REF! | #REF! | #REF! | #REF! | Master Craft |  | #REF! | #REF! | #REF! | #REF! | #REF! | #REF! | Master Craft |  | #REF! | #REF! | #REF! | #REF! | #REF! | #REF! | Master Craft |  | #REF! | #REF! | #REF! | #REF! | #REF! | #REF! | Master Craft |  | #REF! | #REF! | #REF! | #REF! | #REF! | #REF!
Nectar |  | #REF! | #REF! | #REF! | #REF! | #REF! | #REF! | Nectar |  | #REF! | #REF! | #REF! | #REF! | #REF! | #REF! | Nectar |  | #REF! | #REF! | #REF! | #REF! | #REF! | #REF! | Nectar |  | #REF! | #REF! | #REF! | #REF! | #REF! | #REF! | Nectar |  | #REF! | #REF! | #REF! | #REF! | #REF! | #REF!
NUK |  | #REF! | #REF! | #REF! | #REF! | #REF! | #REF! | NUK |  | #REF! | #REF! | #REF! | #REF! | #REF! | #REF! | NUK |  | #REF! | #REF! | #REF! | #REF! | #REF! | #REF! | NUK |  | #REF! | #REF! | #REF! | #REF! | #REF! | #REF! | NUK |  | #REF! | #REF! | #REF! | #REF! | #REF! | #REF!
ORANSI |  | #REF! | #REF! | #REF! | #REF! | #REF! | #REF! | ORANSI |  | #REF! | #REF! | #REF! | #REF! | #REF! | #REF! | ORANSI |  | #REF! | #REF! | #REF! | #REF! | #REF! | #REF! | ORANSI |  | #REF! | #REF! | #REF! | #REF! | #REF! | #REF! | ORANSI |  | #REF! | #REF! | #REF! | #REF! | #REF! | #REF!
Oreck |  | #REF! | #REF! | #REF! | #REF! | #REF! | #REF! | Oreck |  | #REF! | #REF! | #REF! | #REF! | #REF! | #REF! | Oreck |  | #REF! | #REF! | #REF! | #REF! | #REF! | #REF! | Oreck |  | #REF! | #REF! | #REF! | #REF! | #REF! | #REF! | Oreck |  | #REF! | #REF! | #REF! | #REF! | #REF! | #REF!
Philips |  | #REF! | #REF! | #REF! | #REF! | #REF! | #REF! | Philips |  | #REF! | #REF! | #REF! | #REF! | #REF! | #REF! | Philips |  | #REF! | #REF! | #REF! | #REF! | #REF! | #REF! | Philips |  | #REF! | #REF! | #REF! | #REF! | #REF! | #REF! | Philips |  | #REF! | #REF! | #REF! | #REF! | #REF! | #REF!
Pure Ion Pro |  | #REF! | #REF! | #REF! | #REF! | #REF! | #REF! | Pure Ion Pro |  | #REF! | #REF! | #REF! | #REF! | #REF! | #REF! | Pure Ion Pro |  | #REF! | #REF! | #REF! | #REF! | #REF! | #REF! | Pure Ion Pro |  | #REF! | #REF! | #REF! | #REF! | #REF! | #REF! | Pure Ion Pro |  | #REF! | #REF! | #REF! | #REF! | #REF! | #REF!
PureGuardian |  | #REF! | #REF! | #REF! | #REF! | #REF! | #REF! | PureGuardian |  | #REF! | #REF! | #REF! | #REF! | #REF! | #REF! | PureGuardian |  | #REF! | #REF! | #REF! | #REF! | #REF! | #REF! | PureGuardian |  | #REF! | #REF! | #REF! | #REF! | #REF! | #REF! | PureGuardian |  | #REF! | #REF! | #REF! | #REF! | #REF! | #REF!
Rabbit Air |  | #REF! | #REF! | #REF! | #REF! | #REF! | #REF! | Rabbit Air |  | #REF! | #REF! | #REF! | #REF! | #REF! | #REF! | Rabbit Air |  | #REF! | #REF! | #REF! | #REF! | #REF! | #REF! | Rabbit Air |  | #REF! | #REF! | #REF! | #REF! | #REF! | #REF! | Rabbit Air |  | #REF! | #REF! | #REF! | #REF! | #REF! | #REF!
RevitalAir |  | #REF! | #REF! | #REF! | #REF! | #REF! | #REF! | RevitalAir |  | #REF! | #REF! | #REF! | #REF! | #REF! | #REF! | RevitalAir |  | #REF! | #REF! | #REF! | #REF! | #REF! | #REF! | RevitalAir |  | #REF! | #REF! | #REF! | #REF! | #REF! | #REF! | RevitalAir |  | #REF! | #REF! | #REF! | #REF! | #REF! | #REF!
ROWENTA |  | #REF! | #REF! | #REF! | #REF! | #REF! | #REF! | ROWENTA |  | #REF! | #REF! | #REF! | #REF! | #REF! | #REF! | ROWENTA |  | #REF! | #REF! | #REF! | #REF! | #REF! | #REF! | ROWENTA |  | #REF! | #REF! | #REF! | #REF! | #REF! | #REF! | ROWENTA |  | #REF! | #REF! | #REF! | #REF! | #REF! | #REF!
Sharp |  | #REF! | #REF! | #REF! | #REF! | #REF! | #REF! | Sharp |  | #REF! | #REF! | #REF! | #REF! | #REF! | #REF! | Sharp |  | #REF! | #REF! | #REF! | #REF! | #REF! | #REF! | Sharp |  | #REF! | #REF! | #REF! | #REF! | #REF! | #REF! | Sharp |  | #REF! | #REF! | #REF! | #REF! | #REF! | #REF!
SheerAIRE |  | #REF! | #REF! | #REF! | #REF! | #REF! | #REF! | SheerAIRE |  | #REF! | #REF! | #REF! | #REF! | #REF! | #REF! | SheerAIRE |  | #REF! | #REF! | #REF! | #REF! | #REF! | #REF! | SheerAIRE |  | #REF! | #REF! | #REF! | #REF! | #REF! | #REF! | SheerAIRE |  | #REF! | #REF! | #REF! | #REF! | #REF! | #REF!
Therapure |  | #REF! | #REF! | #REF! | #REF! | #REF! | #REF! | Therapure |  | #REF! | #REF! | #REF! | #REF! | #REF! | #REF! | Therapure |  | #REF! | #REF! | #REF! | #REF! | #REF! | #REF! | Therapure |  | #REF! | #REF! | #REF! | #REF! | #REF! | #REF! | Therapure |  | #REF! | #REF! | #REF! | #REF! | #REF! | #REF!
Whirlpool |  | #REF! | #REF! | #REF! | #REF! | #REF! | #REF! | Whirlpool |  | #REF! | #REF! | #REF! | #REF! | #REF! | #REF! | Whirlpool |  | #REF! | #REF! | #REF! | #REF! | #REF! | #REF! | Whirlpool |  | #REF! | #REF! | #REF! | #REF! | #REF! | #REF! | Whirlpool |  | #REF! | #REF! | #REF! | #REF! | #REF! | #REF!
Winix |  | #REF! | #REF! | #REF! | #REF! | #REF! | #REF! | Winix |  | #REF! | #REF! | #REF! | #REF! | #REF! | #REF! | Winix |  | #REF! | #REF! | #REF! | #REF! | #REF! | #REF! | Winix |  | #REF! | #REF! | #REF! | #REF! | #REF! | #REF! | Winix |  | #REF! | #REF! | #REF! | #REF! | #REF! | #REF!
Wood's |  | #REF! | #REF! | #REF! | #REF! | #REF! | #REF! | Wood's |  | #REF! | #REF! | #REF! | #REF! | #REF! | #REF! | Wood's |  | #REF! | #REF! | #REF! | #REF! | #REF! | #REF! | Wood's |  | #REF! | #REF! | #REF! | #REF! | #REF! | #REF! | Wood's |  | #REF! | #REF! | #REF! | #REF! | #REF! | #REF!
Non-ES Models | #REF! | #REF! | #REF! | #REF! | #REF! | #REF! | #REF! | Non-ES Models | #REF! | #REF! | #REF! | #REF! | #REF! | #REF! | #REF! | Non-ES Models | #REF! | #REF! | #REF! | #REF! | #REF! | #REF! | #REF! | Non-ES Models | #REF! | #REF! | #REF! | #REF! | #REF! | #REF! | #REF! | Non-ES Models | #REF! | #REF! | #REF! | #REF! | #REF! | #REF! | #REF!
Totals | #REF! | #REF! | #REF! | #REF! | #REF! | #REF! | #REF! | Totals | #REF! | #REF! | #REF! | #REF! | #REF! | #REF! | #REF! | Totals | #REF! | #REF! | #REF! | #REF! | #REF! | #REF! | #REF! | Totals | #REF! | #REF! | #REF! | #REF! | #REF! | #REF! | #REF! | Totals | #REF! | #REF! | #REF! | #REF! | #REF! | #REF! | #REF!
Pass Rate |  | #REF! | #REF! | #REF! | #REF! | #REF! | #REF! | Pass Rate |  | #REF! | #REF! | #REF! | #REF! | #REF! | #REF! | Pass Rate |  | #REF! | #REF! | #REF! | #REF! | #REF! | #REF! | Pass Rate |  | #REF! | #REF! | #REF! | #REF! | #REF! | #REF! | Pass Rate |  | #REF! | #REF! | #REF! | #REF! | #REF! | #REF!
Count of Brands |  | 0 | 0 | 0 | 0 | 0 | 0 | Count of Brands |  | 0 | 0 | 0 | 0 | 0 | 0 | Count of Brands |  | 0 | 0 | 0 | 0 | 0 | 0 | Count of Brands |  | 0 | 0 | 0 | 0 | 0 | 0 | Count of Brands |  | 0 | 0 | 0 | 0 | 0 | 0
Pollen CADR/W (Consistant Proposal Levels) | [7 empty] | Pollen CADR/W (Consistant Proposal Levels) | [7 empty] | Pollen CADR/W (Consistant Proposal Levels) | [7 empty] | Pollen CADR/W (Consistant Proposal Levels) | [7 empty] | Pollen CADR/W (Consistant Proposal Levels)
CADR < 100 | [7 empty] | 100 =< CADR < 150 | [7 empty] | 150 =< CADR < 200 | [7 empty] | 200 <= CADR | [7 empty] | All
ENERGY STAR Manufacturing Partner Brands | Non-ENERGY STAR | ENERGY STAR | Proposal # 1 (CADR/W = 2.5) | Proposal # 2 (CADR/W = 2.7) | Proposal # 3 (CADR/W = 2.9) | Proposal # 4 (CADR/W = 3.1) | Proposal # 5 (CADR/W = 3.3) | ENERGY STAR Manufacturing Partner Brands | Non-ENERGY STAR | ENERGY STAR | Proposal # 1 (CADR/W = 2.5) | Proposal # 2 (CADR/W = 2.7) | Proposal # 3 (CADR/W = 2.9) | Proposal # 4 (CADR/W = 3.1) | Proposal # 5 (CADR/W = 3.3) | ENERGY STAR Manufacturing Partner Brands | Non-ENERGY STAR | ENERGY STAR | Proposal # 1 (CADR/W = 2.5) | Proposal # 2 (CADR/W = 2.7) | Proposal # 3 (CADR/W = 2.9) | Proposal # 4 (CADR/W = 3.1) | Proposal # 5 (CADR/W = 3.3) | ENERGY STAR Manufacturing Partner Brands | Non-ENERGY STAR | ENERGY STAR | Proposal # 1 (CADR/W = 2.5) | Proposal # 2 (CADR/W = 2.7) | Proposal # 3 (CADR/W = 2.9) | Proposal # 4 (CADR/W = 3.1) | Proposal # 5 (CADR/W = 3.3) | ENERGY STAR Manufacturing Partner Brands | Non-ENERGY STAR | ENERGY STAR | Proposal # 1 (CADR/W = 2.5) | Proposal # 2 (CADR/W = 2.7) | Proposal # 3 (CADR/W = 2.9) | Proposal # 4 (CADR/W = 3.1) | Proposal # 5 (CADR/W = 3.3)
Aerus |  | #REF! | #REF! | #REF! | #REF! | #REF! | #REF! | Aerus |  | #REF! | #REF! | #REF! | #REF! | #REF! | #REF! | Aerus |  | #REF! | #REF! | #REF! | #REF! | #REF! | #REF! | Aerus |  | #REF! | #REF! | #REF! | #REF! | #REF! | #REF! | Aerus |  | #REF! | #REF! | #REF! | #REF! | #REF! | #REF!
Airgle |  | #REF! | #REF! | #REF! | #REF! | #REF! | #REF! | Airgle |  | #REF! | #REF! | #REF! | #REF! | #REF! | #REF! | Airgle |  | #REF! | #REF! | #REF! | #REF! | #REF! | #REF! | Airgle |  | #REF! | #REF! | #REF! | #REF! | #REF! | #REF! | Airgle |  | #REF! | #REF! | #REF! | #REF! | #REF! | #REF!
AIRMEGA |  | #REF! | #REF! | #REF! | #REF! | #REF! | #REF! | AIRMEGA |  | #REF! | #REF! | #REF! | #REF! | #REF! | #REF! | AIRMEGA |  | #REF! | #REF! | #REF! | #REF! | #REF! | #REF! | AIRMEGA |  | #REF! | #REF! | #REF! | #REF! | #REF! | #REF! | AIRMEGA |  | #REF! | #REF! | #REF! | #REF! | #REF! | #REF!
Alen |  | #REF! | #REF! | #REF! | #REF! | #REF! | #REF! | Alen |  | #REF! | #REF! | #REF! | #REF! | #REF! | #REF! | Alen |  | #REF! | #REF! | #REF! | #REF! | #REF! | #REF! | Alen |  | #REF! | #REF! | #REF! | #REF! | #REF! | #REF! | Alen |  | #REF! | #REF! | #REF! | #REF! | #REF! | #REF!
Allergy Pro |  | #REF! | #REF! | #REF! | #REF! | #REF! | #REF! | Allergy Pro |  | #REF! | #REF! | #REF! | #REF! | #REF! | #REF! | Allergy Pro |  | #REF! | #REF! | #REF! | #REF! | #REF! | #REF! | Allergy Pro |  | #REF! | #REF! | #REF! | #REF! | #REF! | #REF! | Allergy Pro |  | #REF! | #REF! | #REF! | #REF! | #REF! | #REF!
Atmosphere |  | #REF! | #REF! | #REF! | #REF! | #REF! | #REF! | Atmosphere |  | #REF! | #REF! | #REF! | #REF! | #REF! | #REF! | Atmosphere |  | #REF! | #REF! | #REF! | #REF! | #REF! | #REF! | Atmosphere |  | #REF! | #REF! | #REF! | #REF! | #REF! | #REF! | Atmosphere |  | #REF! | #REF! | #REF! | #REF! | #REF! | #REF!
BeneLife |  | #REF! | #REF! | #REF! | #REF! | #REF! | #REF! | BeneLife |  | #REF! | #REF! | #REF! | #REF! | #REF! | #REF! | BeneLife |  | #REF! | #REF! | #REF! | #REF! | #REF! | #REF! | BeneLife |  | #REF! | #REF! | #REF! | #REF! | #REF! | #REF! | BeneLife |  | #REF! | #REF! | #REF! | #REF! | #REF! | #REF!
Bionaire |  | #REF! | #REF! | #REF! | #REF! | #REF! | #REF! | Bionaire |  | #REF! | #REF! | #REF! | #REF! | #REF! | #REF! | Bionaire |  | #REF! | #REF! | #REF! | #REF! | #REF! | #REF! | Bionaire |  | #REF! | #REF! | #REF! | #REF! | #REF! | #REF! | Bionaire |  | #REF! | #REF! | #REF! | #REF! | #REF! | #REF!
BLUE |  | #REF! | #REF! | #REF! | #REF! | #REF! | #REF! | BLUE |  | #REF! | #REF! | #REF! | #REF! | #REF! | #REF! | BLUE |  | #REF! | #REF! | #REF! | #REF! | #REF! | #REF! | BLUE |  | #REF! | #REF! | #REF! | #REF! | #REF! | #REF! | BLUE |  | #REF! | #REF! | #REF! | #REF! | #REF! | #REF!
Blueair |  | #REF! | #REF! | #REF! | #REF! | #REF! | #REF! | Blueair |  | #REF! | #REF! | #REF! | #REF! | #REF! | #REF! | Blueair |  | #REF! | #REF! | #REF! | #REF! | #REF! | #REF! | Blueair |  | #REF! | #REF! | #REF! | #REF! | #REF! | #REF! | Blueair |  | #REF! | #REF! | #REF! | #REF! | #REF! | #REF!
Blueair Aerus |  | #REF! | #REF! | #REF! | #REF! | #REF! | #REF! | Blueair Aerus |  | #REF! | #REF! | #REF! | #REF! | #REF! | #REF! | Blueair Aerus |  | #REF! | #REF! | #REF! | #REF! | #REF! | #REF! | Blueair Aerus |  | #REF! | #REF! | #REF! | #REF! | #REF! | #REF! | Blueair Aerus |  | #REF! | #REF! | #REF! | #REF! | #REF! | #REF!
Boneco |  | #REF! | #REF! | #REF! | #REF! | #REF! | #REF! | Boneco |  | #REF! | #REF! | #REF! | #REF! | #REF! | #REF! | Boneco |  | #REF! | #REF! | #REF! | #REF! | #REF! | #REF! | Boneco |  | #REF! | #REF! | #REF! | #REF! | #REF! | #REF! | Boneco |  | #REF! | #REF! | #REF! | #REF! | #REF! | #REF!
Brondell |  | #REF! | #REF! | #REF! | #REF! | #REF! | #REF! | Brondell |  | #REF! | #REF! | #REF! | #REF! | #REF! | #REF! | Brondell |  | #REF! | #REF! | #REF! | #REF! | #REF! | #REF! | Brondell |  | #REF! | #REF! | #REF! | #REF! | #REF! | #REF! | Brondell |  | #REF! | #REF! | #REF! | #REF! | #REF! | #REF!
Coway |  | #REF! | #REF! | #REF! | #REF! | #REF! | #REF! | Coway |  | #REF! | #REF! | #REF! | #REF! | #REF! | #REF! | Coway |  | #REF! | #REF! | #REF! | #REF! | #REF! | #REF! | Coway |  | #REF! | #REF! | #REF! | #REF! | #REF! | #REF! | Coway |  | #REF! | #REF! | #REF! | #REF! | #REF! | #REF!
Coway, Cairs |  | #REF! | #REF! | #REF! | #REF! | #REF! | #REF! | Coway, Cairs |  | #REF! | #REF! | #REF! | #REF! | #REF! | #REF! | Coway, Cairs |  | #REF! | #REF! | #REF! | #REF! | #REF! | #REF! | Coway, Cairs |  | #REF! | #REF! | #REF! | #REF! | #REF! | #REF! | Coway, Cairs |  | #REF! | #REF! | #REF! | #REF! | #REF! | #REF!
Electrolux |  | #REF! | #REF! | #REF! | #REF! | #REF! | #REF! | Electrolux |  | #REF! | #REF! | #REF! | #REF! | #REF! | #REF! | Electrolux |  | #REF! | #REF! | #REF! | #REF! | #REF! | #REF! | Electrolux |  | #REF! | #REF! | #REF! | #REF! | #REF! | #REF! | Electrolux |  | #REF! | #REF! | #REF! | #REF! | #REF! | #REF!
Envion |  | #REF! | #REF! | #REF! | #REF! | #REF! | #REF! | Envion |  | #REF! | #REF! | #REF! | #REF! | #REF! | #REF! | Envion |  | #REF! | #REF! | #REF! | #REF! | #REF! | #REF! | Envion |  | #REF! | #REF! | #REF! | #REF! | #REF! | #REF! | Envion |  | #REF! | #REF! | #REF! | #REF! | #REF! | #REF!
Febreze |  | #REF! | #REF! | #REF! | #REF! | #REF! | #REF! | Febreze |  | #REF! | #REF! | #REF! | #REF! | #REF! | #REF! | Febreze |  | #REF! | #REF! | #REF! | #REF! | #REF! | #REF! | Febreze |  | #REF! | #REF! | #REF! | #REF! | #REF! | #REF! | Febreze |  | #REF! | #REF! | #REF! | #REF! | #REF! | #REF!
Fellowes |  | #REF! | #REF! | #REF! | #REF! | #REF! | #REF! | Fellowes |  | #REF! | #REF! | #REF! | #REF! | #REF! | #REF! | Fellowes |  | #REF! | #REF! | #REF! | #REF! | #REF! | #REF! | Fellowes |  | #REF! | #REF! | #REF! | #REF! | #REF! | #REF! | Fellowes |  | #REF! | #REF! | #REF! | #REF! | #REF! | #REF!
Filtrete |  | #REF! | #REF! | #REF! | #REF! | #REF! | #REF! | Filtrete |  | #REF! | #REF! | #REF! | #REF! | #REF! | #REF! | Filtrete |  | #REF! | #REF! | #REF! | #REF! | #REF! | #REF! | Filtrete |  | #REF! | #REF! | #REF! | #REF! | #REF! | #REF! | Filtrete |  | #REF! | #REF! | #REF! | #REF! | #REF! | #REF!
Friedrich |  | #REF! | #REF! | #REF! | #REF! | #REF! | #REF! | Friedrich |  | #REF! | #REF! | #REF! | #REF! | #REF! | #REF! | Friedrich |  | #REF! | #REF! | #REF! | #REF! | #REF! | #REF! | Friedrich |  | #REF! | #REF! | #REF! | #REF! | #REF! | #REF! | Friedrich |  | #REF! | #REF! | #REF! | #REF! | #REF! | #REF!
Frigidaire |  | #REF! | #REF! | #REF! | #REF! | #REF! | #REF! | Frigidaire |  | #REF! | #REF! | #REF! | #REF! | #REF! | #REF! | Frigidaire |  | #REF! | #REF! | #REF! | #REF! | #REF! | #REF! | Frigidaire |  | #REF! | #REF! | #REF! | #REF! | #REF! | #REF! | Frigidaire |  | #REF! | #REF! | #REF! | #REF! | #REF! | #REF!
GermGuardian |  | #REF! | #REF! | #REF! | #REF! | #REF! | #REF! | GermGuardian |  | #REF! | #REF! | #REF! | #REF! | #REF! | #REF! | GermGuardian |  | #REF! | #REF! | #REF! | #REF! | #REF! | #REF! | GermGuardian |  | #REF! | #REF! | #REF! | #REF! | #REF! | #REF! | GermGuardian |  | #REF! | #REF! | #REF! | #REF! | #REF! | #REF!
Holmes |  | #REF! | #REF! | #REF! | #REF! | #REF! | #REF! | Holmes |  | #REF! | #REF! | #REF! | #REF! | #REF! | #REF! | Holmes |  | #REF! | #REF! | #REF! | #REF! | #REF! | #REF! | Holmes |  | #REF! | #REF! | #REF! | #REF! | #REF! | #REF! | Holmes |  | #REF! | #REF! | #REF! | #REF! | #REF! | #REF!
HOMEDICS |  | #REF! | #REF! | #REF! | #REF! | #REF! | #REF! | HOMEDICS |  | #REF! | #REF! | #REF! | #REF! | #REF! | #REF! | HOMEDICS |  | #REF! | #REF! | #REF! | #REF! | #REF! | #REF! | HOMEDICS |  | #REF! | #REF! | #REF! | #REF! | #REF! | #REF! | HOMEDICS |  | #REF! | #REF! | #REF! | #REF! | #REF! | #REF!
HomeTrends |  | #REF! | #REF! | #REF! | #REF! | #REF! | #REF! | HomeTrends |  | #REF! | #REF! | #REF! | #REF! | #REF! | #REF! | HomeTrends |  | #REF! | #REF! | #REF! | #REF! | #REF! | #REF! | HomeTrends |  | #REF! | #REF! | #REF! | #REF! | #REF! | #REF! | HomeTrends |  | #REF! | #REF! | #REF! | #REF! | #REF! | #REF!
Honeywell |  | #REF! | #REF! | #REF! | #REF! | #REF! | #REF! | Honeywell |  | #REF! | #REF! | #REF! | #REF! | #REF! | #REF! | Honeywell |  | #REF! | #REF! | #REF! | #REF! | #REF! | #REF! | Honeywell |  | #REF! | #REF! | #REF! | #REF! | #REF! | #REF! | Honeywell |  | #REF! | #REF! | #REF! | #REF! | #REF! | #REF!
IDEAL |  | #REF! | #REF! | #REF! | #REF! | #REF! | #REF! | IDEAL |  | #REF! | #REF! | #REF! | #REF! | #REF! | #REF! | IDEAL |  | #REF! | #REF! | #REF! | #REF! | #REF! | #REF! | IDEAL |  | #REF! | #REF! | #REF! | #REF! | #REF! | #REF! | IDEAL |  | #REF! | #REF! | #REF! | #REF! | #REF! | #REF!
Idylis |  | #REF! | #REF! | #REF! | #REF! | #REF! | #REF! | Idylis |  | #REF! | #REF! | #REF! | #REF! | #REF! | #REF! | Idylis |  | #REF! | #REF! | #REF! | #REF! | #REF! | #REF! | Idylis |  | #REF! | #REF! | #REF! | #REF! | #REF! | #REF! | Idylis |  | #REF! | #REF! | #REF! | #REF! | #REF! | #REF!
Intellipure |  | #REF! | #REF! | #REF! | #REF! | #REF! | #REF! | Intellipure |  | #REF! | #REF! | #REF! | #REF! | #REF! | #REF! | Intellipure |  | #REF! | #REF! | #REF! | #REF! | #REF! | #REF! | Intellipure |  | #REF! | #REF! | #REF! | #REF! | #REF! | #REF! | Intellipure |  | #REF! | #REF! | #REF! | #REF! | #REF! | #REF!
Ionic Comfort |  | #REF! | #REF! | #REF! | #REF! | #REF! | #REF! | Ionic Comfort |  | #REF! | #REF! | #REF! | #REF! | #REF! | #REF! | Ionic Comfort |  | #REF! | #REF! | #REF! | #REF! | #REF! | #REF! | Ionic Comfort |  | #REF! | #REF! | #REF! | #REF! | #REF! | #REF! | Ionic Comfort |  | #REF! | #REF! | #REF! | #REF! | #REF! | #REF!
Ionic Comfort Plus |  | #REF! | #REF! | #REF! | #REF! | #REF! | #REF! | Ionic Comfort Plus |  | #REF! | #REF! | #REF! | #REF! | #REF! | #REF! | Ionic Comfort Plus |  | #REF! | #REF! | #REF! | #REF! | #REF! | #REF! | Ionic Comfort Plus |  | #REF! | #REF! | #REF! | #REF! | #REF! | #REF! | Ionic Comfort Plus |  | #REF! | #REF! | #REF! | #REF! | #REF! | #REF!
Ionic Pro Platinum |  | #REF! | #REF! | #REF! | #REF! | #REF! | #REF! | Ionic Pro Platinum |  | #REF! | #REF! | #REF! | #REF! | #REF! | #REF! | Ionic Pro Platinum |  | #REF! | #REF! | #REF! | #REF! | #REF! | #REF! | Ionic Pro Platinum |  | #REF! | #REF! | #REF! | #REF! | #REF! | #REF! | Ionic Pro Platinum |  | #REF! | #REF! | #REF! | #REF! | #REF! | #REF!
IQAir |  | #REF! | #REF! | #REF! | #REF! | #REF! | #REF! | IQAir |  | #REF! | #REF! | #REF! | #REF! | #REF! | #REF! | IQAir |  | #REF! | #REF! | #REF! | #REF! | #REF! | #REF! | IQAir |  | #REF! | #REF! | #REF! | #REF! | #REF! | #REF! | IQAir |  | #REF! | #REF! | #REF! | #REF! | #REF! | #REF!
Kenmore |  | #REF! | #REF! | #REF! | #REF! | #REF! | #REF! | Kenmore |  | #REF! | #REF! | #REF! | #REF! | #REF! | #REF! | Kenmore |  | #REF! | #REF! | #REF! | #REF! | #REF! | #REF! | Kenmore |  | #REF! | #REF! | #REF! | #REF! | #REF! | #REF! | Kenmore |  | #REF! | #REF! | #REF! | #REF! | #REF! | #REF!
KoolCoh |  | #REF! | #REF! | #REF! | #REF! | #REF! | #REF! | KoolCoh |  | #REF! | #REF! | #REF! | #REF! | #REF! | #REF! | KoolCoh |  | #REF! | #REF! | #REF! | #REF! | #REF! | #REF! | KoolCoh |  | #REF! | #REF! | #REF! | #REF! | #REF! | #REF! | KoolCoh |  | #REF! | #REF! | #REF! | #REF! | #REF! | #REF!
Lasko |  | #REF! | #REF! | #REF! | #REF! | #REF! | #REF! | Lasko |  | #REF! | #REF! | #REF! | #REF! | #REF! | #REF! | Lasko |  | #REF! | #REF! | #REF! | #REF! | #REF! | #REF! | Lasko |  | #REF! | #REF! | #REF! | #REF! | #REF! | #REF! | Lasko |  | #REF! | #REF! | #REF! | #REF! | #REF! | #REF!
LG |  | #REF! | #REF! | #REF! | #REF! | #REF! | #REF! | LG |  | #REF! | #REF! | #REF! | #REF! | #REF! | #REF! | LG |  | #REF! | #REF! | #REF! | #REF! | #REF! | #REF! | LG |  | #REF! | #REF! | #REF! | #REF! | #REF! | #REF! | LG |  | #REF! | #REF! | #REF! | #REF! | #REF! | #REF!
Life Cell |  | #REF! | #REF! | #REF! | #REF! | #REF! | #REF! | Life Cell |  | #REF! | #REF! | #REF! | #REF! | #REF! | #REF! | Life Cell |  | #REF! | #REF! | #REF! | #REF! | #REF! | #REF! | Life Cell |  | #REF! | #REF! | #REF! | #REF! | #REF! | #REF! | Life Cell |  | #REF! | #REF! | #REF! | #REF! | #REF! | #REF!
LUX |  | #REF! | #REF! | #REF! | #REF! | #REF! | #REF! | LUX |  | #REF! | #REF! | #REF! | #REF! | #REF! | #REF! | LUX |  | #REF! | #REF! | #REF! | #REF! | #REF! | #REF! | LUX |  | #REF! | #REF! | #REF! | #REF! | #REF! | #REF! | LUX |  | #REF! | #REF! | #REF! | #REF! | #REF! | #REF!
Master Craft |  | #REF! | #REF! | #REF! | #REF! | #REF! | #REF! | Master Craft |  | #REF! | #REF! | #REF! | #REF! | #REF! | #REF! | Master Craft |  | #REF! | #REF! | #REF! | #REF! | #REF! | #REF! | Master Craft |  | #REF! | #REF! | #REF! | #REF! | #REF! | #REF! | Master Craft |  | #REF! | #REF! | #REF! | #REF! | #REF! | #REF!
Nectar |  | #REF! | #REF! | #REF! | #REF! | #REF! | #REF! | Nectar |  | #REF! | #REF! | #REF! | #REF! | #REF! | #REF! | Nectar |  | #REF! | #REF! | #REF! | #REF! | #REF! | #REF! | Nectar |  | #REF! | #REF! | #REF! | #REF! | #REF! | #REF! | Nectar |  | #REF! | #REF! | #REF! | #REF! | #REF! | #REF!
NUK |  | #REF! | #REF! | #REF! | #REF! | #REF! | #REF! | NUK |  | #REF! | #REF! | #REF! | #REF! | #REF! | #REF! | NUK |  | #REF! | #REF! | #REF! | #REF! | #REF! | #REF! | NUK |  | #REF! | #REF! | #REF! | #REF! | #REF! | #REF! | NUK |  | #REF! | #REF! | #REF! | #REF! | #REF! | #REF!
ORANSI |  | #REF! | #REF! | #REF! | #REF! | #REF! | #REF! | ORANSI |  | #REF! | #REF! | #REF! | #REF! | #REF! | #REF! | ORANSI |  | #REF! | #REF! | #REF! | #REF! | #REF! | #REF! | ORANSI |  | #REF! | #REF! | #REF! | #REF! | #REF! | #REF! | ORANSI |  | #REF! | #REF! | #REF! | #REF! | #REF! | #REF!
Oreck |  | #REF! | #REF! | #REF! | #REF! | #REF! | #REF! | Oreck |  | #REF! | #REF! | #REF! | #REF! | #REF! | #REF! | Oreck |  | #REF! | #REF! | #REF! | #REF! | #REF! | #REF! | Oreck |  | #REF! | #REF! | #REF! | #REF! | #REF! | #REF! | Oreck |  | #REF! | #REF! | #REF! | #REF! | #REF! | #REF!
Philips |  | #REF! | #REF! | #REF! | #REF! | #REF! | #REF! | Philips |  | #REF! | #REF! | #REF! | #REF! | #REF! | #REF! | Philips |  | #REF! | #REF! | #REF! | #REF! | #REF! | #REF! | Philips |  | #REF! | #REF! | #REF! | #REF! | #REF! | #REF! | Philips |  | #REF! | #REF! | #REF! | #REF! | #REF! | #REF!
Pure Ion Pro |  | #REF! | #REF! | #REF! | #REF! | #REF! | #REF! | Pure Ion Pro |  | #REF! | #REF! | #REF! | #REF! | #REF! | #REF! | Pure Ion Pro |  | #REF! | #REF! | #REF! | #REF! | #REF! | #REF! | Pure Ion Pro |  | #REF! | #REF! | #REF! | #REF! | #REF! | #REF! | Pure Ion Pro |  | #REF! | #REF! | #REF! | #REF! | #REF! | #REF!
PureGuardian |  | #REF! | #REF! | #REF! | #REF! | #REF! | #REF! | PureGuardian |  | #REF! | #REF! | #REF! | #REF! | #REF! | #REF! | PureGuardian |  | #REF! | #REF! | #REF! | #REF! | #REF! | #REF! | PureGuardian |  | #REF! | #REF! | #REF! | #REF! | #REF! | #REF! | PureGuardian |  | #REF! | #REF! | #REF! | #REF! | #REF! | #REF!
Rabbit Air |  | #REF! | #REF! | #REF! | #REF! | #REF! | #REF! | Rabbit Air |  | #REF! | #REF! | #REF! | #REF! | #REF! | #REF! | Rabbit Air |  | #REF! | #REF! | #REF! | #REF! | #REF! | #REF! | Rabbit Air |  | #REF! | #REF! | #REF! | #REF! | #REF! | #REF! | Rabbit Air |  | #REF! | #REF! | #REF! | #REF! | #REF! | #REF!
RevitalAir |  | #REF! | #REF! | #REF! | #REF! | #REF! | #REF! | RevitalAir |  | #REF! | #REF! | #REF! | #REF! | #REF! | #REF! | RevitalAir |  | #REF! | #REF! | #REF! | #REF! | #REF! | #REF! | RevitalAir |  | #REF! | #REF! | #REF! | #REF! | #REF! | #REF! | RevitalAir |  | #REF! | #REF! | #REF! | #REF! | #REF! | #REF!
ROWENTA |  | #REF! | #REF! | #REF! | #REF! | #REF! | #REF! | ROWENTA |  | #REF! | #REF! | #REF! | #REF! | #REF! | #REF! | ROWENTA |  | #REF! | #REF! | #REF! | #REF! | #REF! | #REF! | ROWENTA |  | #REF! | #REF! | #REF! | #REF! | #REF! | #REF! | ROWENTA |  | #REF! | #REF! | #REF! | #REF! | #REF! | #REF!
Sharp |  | #REF! | #REF! | #REF! | #REF! | #REF! | #REF! | Sharp |  | #REF! | #REF! | #REF! | #REF! | #REF! | #REF! | Sharp |  | #REF! | #REF! | #REF! | #REF! | #REF! | #REF! | Sharp |  | #REF! | #REF! | #REF! | #REF! | #REF! | #REF! | Sharp |  | #REF! | #REF! | #REF! | #REF! | #REF! | #REF!
SheerAIRE |  | #REF! | #REF! | #REF! | #REF! | #REF! | #REF! | SheerAIRE |  | #REF! | #REF! | #REF! | #REF! | #REF! | #REF! | SheerAIRE |  | #REF! | #REF! | #REF! | #REF! | #REF! | #REF! | SheerAIRE |  | #REF! | #REF! | #REF! | #REF! | #REF! | #REF! | SheerAIRE |  | #REF! | #REF! | #REF! | #REF! | #REF! | #REF!
Therapure |  | #REF! | #REF! | #REF! | #REF! | #REF! | #REF! | Therapure |  | #REF! | #REF! | #REF! | #REF! | #REF! | #REF! | Therapure |  | #REF! | #REF! | #REF! | #REF! | #REF! | #REF! | Therapure |  | #REF! | #REF! | #REF! | #REF! | #REF! | #REF! | Therapure |  | #REF! | #REF! | #REF! | #REF! | #REF! | #REF!
Whirlpool |  | #REF! | #REF! | #REF! | #REF! | #REF! | #REF! | Whirlpool |  | #REF! | #REF! | #REF! | #REF! | #REF! | #REF! | Whirlpool |  | #REF! | #REF! | #REF! | #REF! | #REF! | #REF! | Whirlpool |  | #REF! | #REF! | #REF! | #REF! | #REF! | #REF! | Whirlpool |  | #REF! | #REF! | #REF! | #REF! | #REF! | #REF!
Winix |  | #REF! | #REF! | #REF! | #REF! | #REF! | #REF! | Winix |  | #REF! | #REF! | #REF! | #REF! | #REF! | #REF! | Winix |  | #REF! | #REF! | #REF! | #REF! | #REF! | #REF! | Winix |  | #REF! | #REF! | #REF! | #REF! | #REF! | #REF! | Winix |  | #REF! | #REF! | #REF! | #REF! | #REF! | #REF!
Wood's |  | #REF! | #REF! | #REF! | #REF! | #REF! | #REF! | Wood's |  | #REF! | #REF! | #REF! | #REF! | #REF! | #REF! | Wood's |  | #REF! | #REF! | #REF! | #REF! | #REF! | #REF! | Wood's |  | #REF! | #REF! | #REF! | #REF! | #REF! | #REF! | Wood's |  | #REF! | #REF! | #REF! | #REF! | #REF! | #REF!
Non-ES Models | #REF! | #REF! | #REF! | #REF! | #REF! | #REF! | #REF! | Non-ES Models | #REF! | #REF! | #REF! | #REF! | #REF! | #REF! | #REF! | Non-ES Models | #REF! | #REF! | #REF! | #REF! | #REF! | #REF! | #REF! | Non-ES Models | #REF! | #REF! | #REF! | #REF! | #REF! | #REF! | #REF! | Non-ES Models | #REF! | #REF! | #REF! | #REF! | #REF! | #REF! | #REF!
Totals | #REF! | #REF! | #REF! | #REF! | #REF! | #REF! | #REF! | Totals | #REF! | #REF! | #REF! | #REF! | #REF! | #REF! | #REF! | Totals | #REF! | #REF! | #REF! | #REF! | #REF! | #REF! | #REF! | Totals | #REF! | #REF! | #REF! | #REF! | #REF! | #REF! | #REF! | Totals | #REF! | #REF! | #REF! | #REF! | #REF! | #REF! | #REF!
Pass Rate |  | #REF! | #REF! | #REF! | #REF! | #REF! | #REF! | Pass Rate |  | #REF! | #REF! | #REF! | #REF! | #REF! | #REF! | Pass Rate |  | #REF! | #REF! | #REF! | #REF! | #REF! | #REF! | Pass Rate |  | #REF! | #REF! | #REF! | #REF! | #REF! | #REF! | Pass Rate |  | #REF! | #REF! | #REF! | #REF! | #REF! | #REF!
Count of Brands |  | 0 | 0 | 0 | 0 | 0 | 0 | Count of Brands |  | 0 | 0 | 0 | 0 | 0 | 0 | Count of Brands |  | 0 | 0 | 0 | 0 | 0 | 0 | Count of Brands |  | 0 | 0 | 0 | 0 | 0 | 0 | Count of Brands |  | 0 | 0 | 0 | 0 | 0 | 0
Pollen CADR/W (Adjusted Proposal Levels) | [7 empty] | Pollen CADR/W (Adjusted Proposal Levels) | [7 empty] | Pollen CADR/W (Adjusted Proposal Levels) | [7 empty] | Pollen CADR/W (Adjusted Proposal Levels) | [7 empty] | Pollen CADR/W (Adjusted Proposal Levels)
CADR < 100 | [7 empty] | 100 =< CADR < 150 | [7 empty] | 150 =< CADR < 200 | [7 empty] | 200 <= CADR | [7 empty] | All
ENERGY STAR Manufacturing Partner Brands | Non-ENERGY STAR | ENERGY STAR | Proposal # 1 (CADR/W = 2.2) | Proposal # 2 (CADR/W = 2.3) | Proposal # 3 (CADR/W = 2.4) | Proposal # 4 (CADR/W = 2.5) | Proposal # 5 (CADR/W = 2.6) | ENERGY STAR Manufacturing Partner Brands | Non-ENERGY STAR | ENERGY STAR | Proposal # 1 (CADR/W = 2.4) | Proposal # 2 (CADR/W = 2.5) | Proposal # 3 (CADR/W = 2.6) | Proposal # 4 (CADR/W = 3.0) | Proposal # 5 (CADR/W = 3.5) | ENERGY STAR Manufacturing Partner Brands | Non-ENERGY STAR | ENERGY STAR | Proposal # 1 (CADR/W = 2.8) | Proposal # 2 (CADR/W = 3.0) | Proposal # 3 (CADR/W = 3.2) | Proposal # 4 (CADR/W = 3.5) | Proposal # 5 (CADR/W = 4.0) | ENERGY STAR Manufacturing Partner Brands | Non-ENERGY STAR | ENERGY STAR | Proposal # 1 (CADR/W = 3.0) | Proposal # 2 (CADR/W = 3.2) | Proposal # 3 (CADR/W = 3.5) | Proposal # 4 (CADR/W = 3.8) | Proposal # 5 (CADR/W = 4.0) | ENERGY STAR Manufacturing Partner Brands | Non-ENERGY STAR | ENERGY STAR | Proposal # 1 | Proposal # 2 | Proposal # 3 | Proposal # 4 | Proposal # 5
Aerus |  | #REF! | #REF! | #REF! | #REF! | #REF! | #REF! | Aerus |  | #REF! | #REF! | #REF! | #REF! | #REF! | #REF! | Aerus |  | #REF! | #REF! | #REF! | #REF! | #REF! | #REF! | Aerus |  | #REF! | #REF! | #REF! | #REF! | #REF! | #REF! | Aerus |  | #REF! | #REF! | #REF! | #REF! | #REF! | #REF!
Airgle |  | #REF! | #REF! | #REF! | #REF! | #REF! | #REF! | Airgle |  | #REF! | #REF! | #REF! | #REF! | #REF! | #REF! | Airgle |  | #REF! | #REF! | #REF! | #REF! | #REF! | #REF! | Airgle |  | #REF! | #REF! | #REF! | #REF! | #REF! | #REF! | Airgle |  | #REF! | #REF! | #REF! | #REF! | #REF! | #REF!
AIRMEGA |  | #REF! | #REF! | #REF! | #REF! | #REF! | #REF! | AIRMEGA |  | #REF! | #REF! | #REF! | #REF! | #REF! | #REF! | AIRMEGA |  | #REF! | #REF! | #REF! | #REF! | #REF! | #REF! | AIRMEGA |  | #REF! | #REF! | #REF! | #REF! | #REF! | #REF! | AIRMEGA |  | #REF! | #REF! | #REF! | #REF! | #REF! | #REF!
Alen |  | #REF! | #REF! | #REF! | #REF! | #REF! | #REF! | Alen |  | #REF! | #REF! | #REF! | #REF! | #REF! | #REF! | Alen |  | #REF! | #REF! | #REF! | #REF! | #REF! | #REF! | Alen |  | #REF! | #REF! | #REF! | #REF! | #REF! | #REF! | Alen |  | #REF! | #REF! | #REF! | #REF! | #REF! | #REF!
Allergy Pro |  | #REF! | #REF! | #REF! | #REF! | #REF! | #REF! | Allergy Pro |  | #REF! | #REF! | #REF! | #REF! | #REF! | #REF! | Allergy Pro |  | #REF! | #REF! | #REF! | #REF! | #REF! | #REF! | Allergy Pro |  | #REF! | #REF! | #REF! | #REF! | #REF! | #REF! | Allergy Pro |  | #REF! | #REF! | #REF! | #REF! | #REF! | #REF!
Atmosphere |  | #REF! | #REF! | #REF! | #REF! | #REF! | #REF! | Atmosphere |  | #REF! | #REF! | #REF! | #REF! | #REF! | #REF! | Atmosphere |  | #REF! | #REF! | #REF! | #REF! | #REF! | #REF! | Atmosphere |  | #REF! | #REF! | #REF! | #REF! | #REF! | #REF! | Atmosphere |  | #REF! | #REF! | #REF! | #REF! | #REF! | #REF!
BeneLife |  | #REF! | #REF! | #REF! | #REF! | #REF! | #REF! | BeneLife |  | #REF! | #REF! | #REF! | #REF! | #REF! | #REF! | BeneLife |  | #REF! | #REF! | #REF! | #REF! | #REF! | #REF! | BeneLife |  | #REF! | #REF! | #REF! | #REF! | #REF! | #REF! | BeneLife |  | #REF! | #REF! | #REF! | #REF! | #REF! | #REF!
Bionaire |  | #REF! | #REF! | #REF! | #REF! | #REF! | #REF! | Bionaire |  | #REF! | #REF! | #REF! | #REF! | #REF! | #REF! | Bionaire |  | #REF! | #REF! | #REF! | #REF! | #REF! | #REF! | Bionaire |  | #REF! | #REF! | #REF! | #REF! | #REF! | #REF! | Bionaire |  | #REF! | #REF! | #REF! | #REF! | #REF! | #REF!
BLUE |  | #REF! | #REF! | #REF! | #REF! | #REF! | #REF! | BLUE |  | #REF! | #REF! | #REF! | #REF! | #REF! | #REF! | BLUE |  | #REF! | #REF! | #REF! | #REF! | #REF! | #REF! | BLUE |  | #REF! | #REF! | #REF! | #REF! | #REF! | #REF! | BLUE |  | #REF! | #REF! | #REF! | #REF! | #REF! | #REF!
Blueair |  | #REF! | #REF! | #REF! | #REF! | #REF! | #REF! | Blueair |  | #REF! | #REF! | #REF! | #REF! | #REF! | #REF! | Blueair |  | #REF! | #REF! | #REF! | #REF! | #REF! | #REF! | Blueair |  | #REF! | #REF! | #REF! | #REF! | #REF! | #REF! | Blueair |  | #REF! | #REF! | #REF! | #REF! | #REF! | #REF!
Blueair Aerus |  | #REF! | #REF! | #REF! | #REF! | #REF! | #REF! | Blueair Aerus |  | #REF! | #REF! | #REF! | #REF! | #REF! | #REF! | Blueair Aerus |  | #REF! | #REF! | #REF! | #REF! | #REF! | #REF! | Blueair Aerus |  | #REF! | #REF! | #REF! | #REF! | #REF! | #REF! | Blueair Aerus |  | #REF! | #REF! | #REF! | #REF! | #REF! | #REF!
Boneco |  | #REF! | #REF! | #REF! | #REF! | #REF! | #REF! | Boneco |  | #REF! | #REF! | #REF! | #REF! | #REF! | #REF! | Boneco |  | #REF! | #REF! | #REF! | #REF! | #REF! | #REF! | Boneco |  | #REF! | #REF! | #REF! | #REF! | #REF! | #REF! | Boneco |  | #REF! | #REF! | #REF! | #REF! | #REF! | #REF!
Brondell |  | #REF! | #REF! | #REF! | #REF! | #REF! | #REF! | Brondell |  | #REF! | #REF! | #REF! | #REF! | #REF! | #REF! | Brondell |  | #REF! | #REF! | #REF! | #REF! | #REF! | #REF! | Brondell |  | #REF! | #REF! | #REF! | #REF! | #REF! | #REF! | Brondell |  | #REF! | #REF! | #REF! | #REF! | #REF! | #REF!
Coway |  | #REF! | #REF! | #REF! | #REF! | #REF! | #REF! | Coway |  | #REF! | #REF! | #REF! | #REF! | #REF! | #REF! | Coway |  | #REF! | #REF! | #REF! | #REF! | #REF! | #REF! | Coway |  | #REF! | #REF! | #REF! | #REF! | #REF! | #REF! | Coway |  | #REF! | #REF! | #REF! | #REF! | #REF! | #REF!
Coway, Cairs |  | #REF! | #REF! | #REF! | #REF! | #REF! | #REF! | Coway, Cairs |  | #REF! | #REF! | #REF! | #REF! | #REF! | #REF! | Coway, Cairs |  | #REF! | #REF! | #REF! | #REF! | #REF! | #REF! | Coway, Cairs |  | #REF! | #REF! | #REF! | #REF! | #REF! | #REF! | Coway, Cairs |  | #REF! | #REF! | #REF! | #REF! | #REF! | #REF!
Electrolux |  | #REF! | #REF! | #REF! | #REF! | #REF! | #REF! | Electrolux |  | #REF! | #REF! | #REF! | #REF! | #REF! | #REF! | Electrolux |  | #REF! | #REF! | #REF! | #REF! | #REF! | #REF! | Electrolux |  | #REF! | #REF! | #REF! | #REF! | #REF! | #REF! | Electrolux |  | #REF! | #REF! | #REF! | #REF! | #REF! | #REF!
Envion |  | #REF! | #REF! | #REF! | #REF! | #REF! | #REF! | Envion |  | #REF! | #REF! | #REF! | #REF! | #REF! | #REF! | Envion |  | #REF! | #REF! | #REF! | #REF! | #REF! | #REF! | Envion |  | #REF! | #REF! | #REF! | #REF! | #REF! | #REF! | Envion |  | #REF! | #REF! | #REF! | #REF! | #REF! | #REF!
Febreze |  | #REF! | #REF! | #REF! | #REF! | #REF! | #REF! | Febreze |  | #REF! | #REF! | #REF! | #REF! | #REF! | #REF! | Febreze |  | #REF! | #REF! | #REF! | #REF! | #REF! | #REF! | Febreze |  | #REF! | #REF! | #REF! | #REF! | #REF! | #REF! | Febreze |  | #REF! | #REF! | #REF! | #REF! | #REF! | #REF!
Fellowes |  | #REF! | #REF! | #REF! | #REF! | #REF! | #REF! | Fellowes |  | #REF! | #REF! | #REF! | #REF! | #REF! | #REF! | Fellowes |  | #REF! | #REF! | #REF! | #REF! | #REF! | #REF! | Fellowes |  | #REF! | #REF! | #REF! | #REF! | #REF! | #REF! | Fellowes |  | #REF! | #REF! | #REF! | #REF! | #REF! | #REF!
Filtrete |  | #REF! | #REF! | #REF! | #REF! | #REF! | #REF! | Filtrete |  | #REF! | #REF! | #REF! | #REF! | #REF! | #REF! | Filtrete |  | #REF! | #REF! | #REF! | #REF! | #REF! | #REF! | Filtrete |  | #REF! | #REF! | #REF! | #REF! | #REF! | #REF! | Filtrete |  | #REF! | #REF! | #REF! | #REF! | #REF! | #REF!
Friedrich |  | #REF! | #REF! | #REF! | #REF! | #REF! | #REF! | Friedrich |  | #REF! | #REF! | #REF! | #REF! | #REF! | #REF! | Friedrich |  | #REF! | #REF! | #REF! | #REF! | #REF! | #REF! | Friedrich |  | #REF! | #REF! | #REF! | #REF! | #REF! | #REF! | Friedrich |  | #REF! | #REF! | #REF! | #REF! | #REF! | #REF!
Frigidaire |  | #REF! | #REF! | #REF! | #REF! | #REF! | #REF! | Frigidaire |  | #REF! | #REF! | #REF! | #REF! | #REF! | #REF! | Frigidaire |  | #REF! | #REF! | #REF! | #REF! | #REF! | #REF! | Frigidaire |  | #REF! | #REF! | #REF! | #REF! | #REF! | #REF! | Frigidaire |  | #REF! | #REF! | #REF! | #REF! | #REF! | #REF!
GermGuardian |  | #REF! | #REF! | #REF! | #REF! | #REF! | #REF! | GermGuardian |  | #REF! | #REF! | #REF! | #REF! | #REF! | #REF! | GermGuardian |  | #REF! | #REF! | #REF! | #REF! | #REF! | #REF! | GermGuardian |  | #REF! | #REF! | #REF! | #REF! | #REF! | #REF! | GermGuardian |  | #REF! | #REF! | #REF! | #REF! | #REF! | #REF!
Holmes |  | #REF! | #REF! | #REF! | #REF! | #REF! | #REF! | Holmes |  | #REF! | #REF! | #REF! | #REF! | #REF! | #REF! | Holmes |  | #REF! | #REF! | #REF! | #REF! | #REF! | #REF! | Holmes |  | #REF! | #REF! | #REF! | #REF! | #REF! | #REF! | Holmes |  | #REF! | #REF! | #REF! | #REF! | #REF! | #REF!
HOMEDICS |  | #REF! | #REF! | #REF! | #REF! | #REF! | #REF! | HOMEDICS |  | #REF! | #REF! | #REF! | #REF! | #REF! | #REF! | HOMEDICS |  | #REF! | #REF! | #REF! | #REF! | #REF! | #REF! | HOMEDICS |  | #REF! | #REF! | #REF! | #REF! | #REF! | #REF! | HOMEDICS |  | #REF! | #REF! | #REF! | #REF! | #REF! | #REF!
HomeTrends |  | #REF! | #REF! | #REF! | #REF! | #REF! | #REF! | HomeTrends |  | #REF! | #REF! | #REF! | #REF! | #REF! | #REF! | HomeTrends |  | #REF! | #REF! | #REF! | #REF! | #REF! | #REF! | HomeTrends |  | #REF! | #REF! | #REF! | #REF! | #REF! | #REF! | HomeTrends |  | #REF! | #REF! | #REF! | #REF! | #REF! | #REF!
Honeywell |  | #REF! | #REF! | #REF! | #REF! | #REF! | #REF! | Honeywell |  | #REF! | #REF! | #REF! | #REF! | #REF! | #REF! | Honeywell |  | #REF! | #REF! | #REF! | #REF! | #REF! | #REF! | Honeywell |  | #REF! | #REF! | #REF! | #REF! | #REF! | #REF! | Honeywell |  | #REF! | #REF! | #REF! | #REF! | #REF! | #REF!
IDEAL |  | #REF! | #REF! | #REF! | #REF! | #REF! | #REF! | IDEAL |  | #REF! | #REF! | #REF! | #REF! | #REF! | #REF! | IDEAL |  | #REF! | #REF! | #REF! | #REF! | #REF! | #REF! | IDEAL |  | #REF! | #REF! | #REF! | #REF! | #REF! | #REF! | IDEAL |  | #REF! | #REF! | #REF! | #REF! | #REF! | #REF!
Idylis |  | #REF! | #REF! | #REF! | #REF! | #REF! | #REF! | Idylis |  | #REF! | #REF! | #REF! | #REF! | #REF! | #REF! | Idylis |  | #REF! | #REF! | #REF! | #REF! | #REF! | #REF! | Idylis |  | #REF! | #REF! | #REF! | #REF! | #REF! | #REF! | Idylis |  | #REF! | #REF! | #REF! | #REF! | #REF! | #REF!
Intellipure |  | #REF! | #REF! | #REF! | #REF! | #REF! | #REF! | Intellipure |  | #REF! | #REF! | #REF! | #REF! | #REF! | #REF! | Intellipure |  | #REF! | #REF! | #REF! | #REF! | #REF! | #REF! | Intellipure |  | #REF! | #REF! | #REF! | #REF! | #REF! | #REF! | Intellipure |  | #REF! | #REF! | #REF! | #REF! | #REF! | #REF!
Ionic Comfort |  | #REF! | #REF! | #REF! | #REF! | #REF! | #REF! | Ionic Comfort |  | #REF! | #REF! | #REF! | #REF! | #REF! | #REF! | Ionic Comfort |  | #REF! | #REF! | #REF! | #REF! | #REF! | #REF! | Ionic Comfort |  | #REF! | #REF! | #REF! | #REF! | #REF! | #REF! | Ionic Comfort |  | #REF! | #REF! | #REF! | #REF! | #REF! | #REF!
Ionic Comfort Plus |  | #REF! | #REF! | #REF! | #REF! | #REF! | #REF! | Ionic Comfort Plus |  | #REF! | #REF! | #REF! | #REF! | #REF! | #REF! | Ionic Comfort Plus |  | #REF! | #REF! | #REF! | #REF! | #REF! | #REF! | Ionic Comfort Plus |  | #REF! | #REF! | #REF! | #REF! | #REF! | #REF! | Ionic Comfort Plus |  | #REF! | #REF! | #REF! | #REF! | #REF! | #REF!
Ionic Pro Platinum |  | #REF! | #REF! | #REF! | #REF! | #REF! | #REF! | Ionic Pro Platinum |  | #REF! | #REF! | #REF! | #REF! | #REF! | #REF! | Ionic Pro Platinum |  | #REF! | #REF! | #REF! | #REF! | #REF! | #REF! | Ionic Pro Platinum |  | #REF! | #REF! | #REF! | #REF! | #REF! | #REF! | Ionic Pro Platinum |  | #REF! | #REF! | #REF! | #REF! | #REF! | #REF!
IQAir |  | #REF! | #REF! | #REF! | #REF! | #REF! | #REF! | IQAir |  | #REF! | #REF! | #REF! | #REF! | #REF! | #REF! | IQAir |  | #REF! | #REF! | #REF! | #REF! | #REF! | #REF! | IQAir |  | #REF! | #REF! | #REF! | #REF! | #REF! | #REF! | IQAir |  | #REF! | #REF! | #REF! | #REF! | #REF! | #REF!
Kenmore |  | #REF! | #REF! | #REF! | #REF! | #REF! | #REF! | Kenmore |  | #REF! | #REF! | #REF! | #REF! | #REF! | #REF! | Kenmore |  | #REF! | #REF! | #REF! | #REF! | #REF! | #REF! | Kenmore |  | #REF! | #REF! | #REF! | #REF! | #REF! | #REF! | Kenmore |  | #REF! | #REF! | #REF! | #REF! | #REF! | #REF!
KoolCoh |  | #REF! | #REF! | #REF! | #REF! | #REF! | #REF! | KoolCoh |  | #REF! | #REF! | #REF! | #REF! | #REF! | #REF! | KoolCoh |  | #REF! | #REF! | #REF! | #REF! | #REF! | #REF! | KoolCoh |  | #REF! | #REF! | #REF! | #REF! | #REF! | #REF! | KoolCoh |  | #REF! | #REF! | #REF! | #REF! | #REF! | #REF!
Lasko |  | #REF! | #REF! | #REF! | #REF! | #REF! | #REF! | Lasko |  | #REF! | #REF! | #REF! | #REF! | #REF! | #REF! | Lasko |  | #REF! | #REF! | #REF! | #REF! | #REF! | #REF! | Lasko |  | #REF! | #REF! | #REF! | #REF! | #REF! | #REF! | Lasko |  | #REF! | #REF! | #REF! | #REF! | #REF! | #REF!
LG |  | #REF! | #REF! | #REF! | #REF! | #REF! | #REF! | LG |  | #REF! | #REF! | #REF! | #REF! | #REF! | #REF! | LG |  | #REF! | #REF! | #REF! | #REF! | #REF! | #REF! | LG |  | #REF! | #REF! | #REF! | #REF! | #REF! | #REF! | LG |  | #REF! | #REF! | #REF! | #REF! | #REF! | #REF!
Life Cell |  | #REF! | #REF! | #REF! | #REF! | #REF! | #REF! | Life Cell |  | #REF! | #REF! | #REF! | #REF! | #REF! | #REF! | Life Cell |  | #REF! | #REF! | #REF! | #REF! | #REF! | #REF! | Life Cell |  | #REF! | #REF! | #REF! | #REF! | #REF! | #REF! | Life Cell |  | #REF! | #REF! | #REF! | #REF! | #REF! | #REF!
LUX |  | #REF! | #REF! | #REF! | #REF! | #REF! | #REF! | LUX |  | #REF! | #REF! | #REF! | #REF! | #REF! | #REF! | LUX |  | #REF! | #REF! | #REF! | #REF! | #REF! | #REF! | LUX |  | #REF! | #REF! | #REF! | #REF! | #REF! | #REF! | LUX |  | #REF! | #REF! | #REF! | #REF! | #REF! | #REF!
Master Craft |  | #REF! | #REF! | #REF! | #REF! | #REF! | #REF! | Master Craft |  | #REF! | #REF! | #REF! | #REF! | #REF! | #REF! | Master Craft |  | #REF! | #REF! | #REF! | #REF! | #REF! | #REF! | Master Craft |  | #REF! | #REF! | #REF! | #REF! | #REF! | #REF! | Master Craft |  | #REF! | #REF! | #REF! | #REF! | #REF! | #REF!
Nectar |  | #REF! | #REF! | #REF! | #REF! | #REF! | #REF! | Nectar |  | #REF! | #REF! | #REF! | #REF! | #REF! | #REF! | Nectar |  | #REF! | #REF! | #REF! | #REF! | #REF! | #REF! | Nectar |  | #REF! | #REF! | #REF! | #REF! | #REF! | #REF! | Nectar |  | #REF! | #REF! | #REF! | #REF! | #REF! | #REF!
NUK |  | #REF! | #REF! | #REF! | #REF! | #REF! | #REF! | NUK |  | #REF! | #REF! | #REF! | #REF! | #REF! | #REF! | NUK |  | #REF! | #REF! | #REF! | #REF! | #REF! | #REF! | NUK |  | #REF! | #REF! | #REF! | #REF! | #REF! | #REF! | NUK |  | #REF! | #REF! | #REF! | #REF! | #REF! | #REF!
ORANSI |  | #REF! | #REF! | #REF! | #REF! | #REF! | #REF! | ORANSI |  | #REF! | #REF! | #REF! | #REF! | #REF! | #REF! | ORANSI |  | #REF! | #REF! | #REF! | #REF! | #REF! | #REF! | ORANSI |  | #REF! | #REF! | #REF! | #REF! | #REF! | #REF! | ORANSI |  | #REF! | #REF! | #REF! | #REF! | #REF! | #REF!
Oreck |  | #REF! | #REF! | #REF! | #REF! | #REF! | #REF! | Oreck |  | #REF! | #REF! | #REF! | #REF! | #REF! | #REF! | Oreck |  | #REF! | #REF! | #REF! | #REF! | #REF! | #REF! | Oreck |  | #REF! | #REF! | #REF! | #REF! | #REF! | #REF! | Oreck |  | #REF! | #REF! | #REF! | #REF! | #REF! | #REF!
Philips |  | #REF! | #REF! | #REF! | #REF! | #REF! | #REF! | Philips |  | #REF! | #REF! | #REF! | #REF! | #REF! | #REF! | Philips |  | #REF! | #REF! | #REF! | #REF! | #REF! | #REF! | Philips |  | #REF! | #REF! | #REF! | #REF! | #REF! | #REF! | Philips |  | #REF! | #REF! | #REF! | #REF! | #REF! | #REF!
Pure Ion Pro |  | #REF! | #REF! | #REF! | #REF! | #REF! | #REF! | Pure Ion Pro |  | #REF! | #REF! | #REF! | #REF! | #REF! | #REF! | Pure Ion Pro |  | #REF! | #REF! | #REF! | #REF! | #REF! | #REF! | Pure Ion Pro |  | #REF! | #REF! | #REF! | #REF! | #REF! | #REF! | Pure Ion Pro |  | #REF! | #REF! | #REF! | #REF! | #REF! | #REF!
PureGuardian |  | #REF! | #REF! | #REF! | #REF! | #REF! | #REF! | PureGuardian |  | #REF! | #REF! | #REF! | #REF! | #REF! | #REF! | PureGuardian |  | #REF! | #REF! | #REF! | #REF! | #REF! | #REF! | PureGuardian |  | #REF! | #REF! | #REF! | #REF! | #REF! | #REF! | PureGuardian |  | #REF! | #REF! | #REF! | #REF! | #REF! | #REF!
Rabbit Air |  | #REF! | #REF! | #REF! | #REF! | #REF! | #REF! | Rabbit Air |  | #REF! | #REF! | #REF! | #REF! | #REF! | #REF! | Rabbit Air |  | #REF! | #REF! | #REF! | #REF! | #REF! | #REF! | Rabbit Air |  | #REF! | #REF! | #REF! | #REF! | #REF! | #REF! | Rabbit Air |  | #REF! | #REF! | #REF! | #REF! | #REF! | #REF!
RevitalAir |  | #REF! | #REF! | #REF! | #REF! | #REF! | #REF! | RevitalAir |  | #REF! | #REF! | #REF! | #REF! | #REF! | #REF! | RevitalAir |  | #REF! | #REF! | #REF! | #REF! | #REF! | #REF! | RevitalAir |  | #REF! | #REF! | #REF! | #REF! | #REF! | #REF! | RevitalAir |  | #REF! | #REF! | #REF! | #REF! | #REF! | #REF!
ROWENTA |  | #REF! | #REF! | #REF! | #REF! | #REF! | #REF! | ROWENTA |  | #REF! | #REF! | #REF! | #REF! | #REF! | #REF! | ROWENTA |  | #REF! | #REF! | #REF! | #REF! | #REF! | #REF! | ROWENTA |  | #REF! | #REF! | #REF! | #REF! | #REF! | #REF! | ROWENTA |  | #REF! | #REF! | #REF! | #REF! | #REF! | #REF!
Sharp |  | #REF! | #REF! | #REF! | #REF! | #REF! | #REF! | Sharp |  | #REF! | #REF! | #REF! | #REF! | #REF! | #REF! | Sharp |  | #REF! | #REF! | #REF! | #REF! | #REF! | #REF! | Sharp |  | #REF! | #REF! | #REF! | #REF! | #REF! | #REF! | Sharp |  | #REF! | #REF! | #REF! | #REF! | #REF! | #REF!
SheerAIRE |  | #REF! | #REF! | #REF! | #REF! | #REF! | #REF! | SheerAIRE |  | #REF! | #REF! | #REF! | #REF! | #REF! | #REF! | SheerAIRE |  | #REF! | #REF! | #REF! | #REF! | #REF! | #REF! | SheerAIRE |  | #REF! | #REF! | #REF! | #REF! | #REF! | #REF! | SheerAIRE |  | #REF! | #REF! | #REF! | #REF! | #REF! | #REF!
Therapure |  | #REF! | #REF! | #REF! | #REF! | #REF! | #REF! | Therapure |  | #REF! | #REF! | #REF! | #REF! | #REF! | #REF! | Therapure |  | #REF! | #REF! | #REF! | #REF! | #REF! | #REF! | Therapure |  | #REF! | #REF! | #REF! | #REF! | #REF! | #REF! | Therapure |  | #REF! | #REF! | #REF! | #REF! | #REF! | #REF!
Whirlpool |  | #REF! | #REF! | #REF! | #REF! | #REF! | #REF! | Whirlpool |  | #REF! | #REF! | #REF! | #REF! | #REF! | #REF! | Whirlpool |  | #REF! | #REF! | #REF! | #REF! | #REF! | #REF! | Whirlpool |  | #REF! | #REF! | #REF! | #REF! | #REF! | #REF! | Whirlpool |  | #REF! | #REF! | #REF! | #REF! | #REF! | #REF!
Winix |  | #REF! | #REF! | #REF! | #REF! | #REF! | #REF! | Winix |  | #REF! | #REF! | #REF! | #REF! | #REF! | #REF! | Winix |  | #REF! | #REF! | #REF! | #REF! | #REF! | #REF! | Winix |  | #REF! | #REF! | #REF! | #REF! | #REF! | #REF! | Winix |  | #REF! | #REF! | #REF! | #REF! | #REF! | #REF!
Wood's |  | #REF! | #REF! | #REF! | #REF! | #REF! | #REF! | Wood's |  | #REF! | #REF! | #REF! | #REF! | #REF! | #REF! | Wood's |  | #REF! | #REF! | #REF! | #REF! | #REF! | #REF! | Wood's |  | #REF! | #REF! | #REF! | #REF! | #REF! | #REF! | Wood's |  | #REF! | #REF! | #REF! | #REF! | #REF! | #REF!
Non-ES Models | #REF! | #REF! | #REF! | #REF! | #REF! | #REF! | #REF! | Non-ES Models | #REF! | #REF! | #REF! | #REF! | #REF! | #REF! | #REF! | Non-ES Models | #REF! | #REF! | #REF! | #REF! | #REF! | #REF! | #REF! | Non-ES Models | #REF! | #REF! | #REF! | #REF! | #REF! | #REF! | #REF! | Non-ES Models | #REF! | #REF! | #REF! | #REF! | #REF! | #REF! | #REF!
Totals | #REF! | #REF! | #REF! | #REF! | #REF! | #REF! | #REF! | Totals | #REF! | #REF! | #REF! | #REF! | #REF! | #REF! | #REF! | Totals | #REF! | #REF! | #REF! | #REF! | #REF! | #REF! | #REF! | Totals | #REF! | #REF! | #REF! | #REF! | #REF! | #REF! | #REF! | Totals | #REF! | #REF! | #REF! | #REF! | #REF! | #REF! | #REF!
Pass Rate |  | #REF! | #REF! | #REF! | #REF! | #REF! | #REF! | Pass Rate |  | #REF! | #REF! | #REF! | #REF! | #REF! | #REF! | Pass Rate |  | #REF! | #REF! | #REF! | #REF! | #REF! | #REF! | Pass Rate |  | #REF! | #REF! | #REF! | #REF! | #REF! | #REF! | Pass Rate |  | #REF! | #REF! | #REF! | #REF! | #REF! | #REF!
Count of Brands |  | 0 | 0 | 0 | 0 | 0 | 0 | Count of Brands |  | 0 | 0 | 0 | 0 | 0 | 0 | Count of Brands |  | 0 | 0 | 0 | 0 | 0 | 0 | Count of Brands |  | 0 | 0 | 0 | 0 | 0 | 0 | Count of Brands |  | 0 | 0 | 0 | 0 | 0 | 0
Measured Dust CADR/W (Consistant Proposal Levels) | [7 empty] | Measured Dust CADR/W (Consistant Proposal Levels) | [7 empty] | Measured Dust CADR/W (Consistant Proposal Levels) | [7 empty] | Measured Dust CADR/W (Consistant Proposal Levels) | [7 empty] | Measured Dust CADR/W (Consistant Proposal Levels)
CADR < 100 | [7 empty] | 100 =< CADR < 150 | [7 empty] | 150 =< CADR < 200 | [7 empty] | 200 <= CADR | [7 empty] | All
ENERGY STAR Manufacturing Partner Brands | Non-ENERGY STAR | ENERGY STAR | Proposal # 1 (CADR/W = 2.2) | Proposal # 2 (CADR/W = 2.5) | Proposal # 3 (CADR/W = 3.0) | Proposal # 4 (CADR/W = 3.5) | Proposal # 5 (CADR/W = 4.0) | ENERGY STAR Manufacturing Partner Brands | Non-ENERGY STAR | ENERGY STAR | Proposal # 1 (CADR/W = 2.2) | Proposal # 2 (CADR/W = 2.5) | Proposal # 3 (CADR/W = 3.0) | Proposal # 4 (CADR/W = 3.5) | Proposal # 5 (CADR/W = 4.0) | ENERGY STAR Manufacturing Partner Brands | Non-ENERGY STAR | ENERGY STAR | Proposal # 1 (CADR/W = 2.2) | Proposal # 2 (CADR/W = 2.5) | Proposal # 3 (CADR/W = 3.0) | Proposal # 4 (CADR/W = 3.5) | Proposal # 5 (CADR/W = 4.0) | ENERGY STAR Manufacturing Partner Brands | Non-ENERGY STAR | ENERGY STAR | Proposal # 1 (CADR/W = 2.2) | Proposal # 2 (CADR/W = 2.5) | Proposal # 3 (CADR/W = 3.0) | Proposal # 4 (CADR/W = 3.5) | Proposal # 5 (CADR/W = 4.0) | ENERGY STAR Manufacturing Partner Brands | Non-ENERGY STAR | ENERGY STAR | Proposal # 1 (CADR/W = 2.2) | Proposal # 2 (CADR/W = 2.5) | Proposal # 3 (CADR/W = 3.0) | Proposal # 4 (CADR/W = 3.5) | Proposal # 5 (CADR/W = 4.0)
Aerus |  | #REF! | #REF! | #REF! | #REF! | #REF! | #REF! | Aerus |  | #REF! | #REF! | #REF! | #REF! | #REF! | #REF! | Aerus |  | #REF! | #REF! | #REF! | #REF! | #REF! | #REF! | Aerus |  | #REF! | #REF! | #REF! | #REF! | #REF! | #REF! | Aerus |  | #REF! | #REF! | #REF! | #REF! | #REF! | #REF!
Airgle |  | #REF! | #REF! | #REF! | #REF! | #REF! | #REF! | Airgle |  | #REF! | #REF! | #REF! | #REF! | #REF! | #REF! | Airgle |  | #REF! | #REF! | #REF! | #REF! | #REF! | #REF! | Airgle |  | #REF! | #REF! | #REF! | #REF! | #REF! | #REF! | Airgle |  | #REF! | #REF! | #REF! | #REF! | #REF! | #REF!
AIRMEGA |  | #REF! | #REF! | #REF! | #REF! | #REF! | #REF! | AIRMEGA |  | #REF! | #REF! | #REF! | #REF! | #REF! | #REF! | AIRMEGA |  | #REF! | #REF! | #REF! | #REF! | #REF! | #REF! | AIRMEGA |  | #REF! | #REF! | #REF! | #REF! | #REF! | #REF! | AIRMEGA |  | #REF! | #REF! | #REF! | #REF! | #REF! | #REF!
Alen |  | #REF! | #REF! | #REF! | #REF! | #REF! | #REF! | Alen |  | #REF! | #REF! | #REF! | #REF! | #REF! | #REF! | Alen |  | #REF! | #REF! | #REF! | #REF! | #REF! | #REF! | Alen |  | #REF! | #REF! | #REF! | #REF! | #REF! | #REF! | Alen |  | #REF! | #REF! | #REF! | #REF! | #REF! | #REF!
Allergy Pro |  | #REF! | #REF! | #REF! | #REF! | #REF! | #REF! | Allergy Pro |  | #REF! | #REF! | #REF! | #REF! | #REF! | #REF! | Allergy Pro |  | #REF! | #REF! | #REF! | #REF! | #REF! | #REF! | Allergy Pro |  | #REF! | #REF! | #REF! | #REF! | #REF! | #REF! | Allergy Pro |  | #REF! | #REF! | #REF! | #REF! | #REF! | #REF!
Atmosphere |  | #REF! | #REF! | #REF! | #REF! | #REF! | #REF! | Atmosphere |  | #REF! | #REF! | #REF! | #REF! | #REF! | #REF! | Atmosphere |  | #REF! | #REF! | #REF! | #REF! | #REF! | #REF! | Atmosphere |  | #REF! | #REF! | #REF! | #REF! | #REF! | #REF! | Atmosphere |  | #REF! | #REF! | #REF! | #REF! | #REF! | #REF!
BeneLife |  | #REF! | #REF! | #REF! | #REF! | #REF! | #REF! | BeneLife |  | #REF! | #REF! | #REF! | #REF! | #REF! | #REF! | BeneLife |  | #REF! | #REF! | #REF! | #REF! | #REF! | #REF! | BeneLife |  | #REF! | #REF! | #REF! | #REF! | #REF! | #REF! | BeneLife |  | #REF! | #REF! | #REF! | #REF! | #REF! | #REF!
Bionaire |  | #REF! | #REF! | #REF! | #REF! | #REF! | #REF! | Bionaire |  | #REF! | #REF! | #REF! | #REF! | #REF! | #REF! | Bionaire |  | #REF! | #REF! | #REF! | #REF! | #REF! | #REF! | Bionaire |  | #REF! | #REF! | #REF! | #REF! | #REF! | #REF! | Bionaire |  | #REF! | #REF! | #REF! | #REF! | #REF! | #REF!
BLUE |  | #REF! | #REF! | #REF! | #REF! | #REF! | #REF! | BLUE |  | #REF! | #REF! | #REF! | #REF! | #REF! | #REF! | BLUE |  | #REF! | #REF! | #REF! | #REF! | #REF! | #REF! | BLUE |  | #REF! | #REF! | #REF! | #REF! | #REF! | #REF! | BLUE |  | #REF! | #REF! | #REF! | #REF! | #REF! | #REF!
Blueair |  | #REF! | #REF! | #REF! | #REF! | #REF! | #REF! | Blueair |  | #REF! | #REF! | #REF! | #REF! | #REF! | #REF! | Blueair |  | #REF! | #REF! | #REF! | #REF! | #REF! | #REF! | Blueair |  | #REF! | #REF! | #REF! | #REF! | #REF! | #REF! | Blueair |  | #REF! | #REF! | #REF! | #REF! | #REF! | #REF!
Blueair Aerus |  | #REF! | #REF! | #REF! | #REF! | #REF! | #REF! | Blueair Aerus |  | #REF! | #REF! | #REF! | #REF! | #REF! | #REF! | Blueair Aerus |  | #REF! | #REF! | #REF! | #REF! | #REF! | #REF! | Blueair Aerus |  | #REF! | #REF! | #REF! | #REF! | #REF! | #REF! | Blueair Aerus |  | #REF! | #REF! | #REF! | #REF! | #REF! | #REF!
Boneco |  | #REF! | #REF! | #REF! | #REF! | #REF! | #REF! | Boneco |  | #REF! | #REF! | #REF! | #REF! | #REF! | #REF! | Boneco |  | #REF! | #REF! | #REF! | #REF! | #REF! | #REF! | Boneco |  | #REF! | #REF! | #REF! | #REF! | #REF! | #REF! | Boneco |  | #REF! | #REF! | #REF! | #REF! | #REF! | #REF!
Brondell |  | #REF! | #REF! | #REF! | #REF! | #REF! | #REF! | Brondell |  | #REF! | #REF! | #REF! | #REF! | #REF! | #REF! | Brondell |  | #REF! | #REF! | #REF! | #REF! | #REF! | #REF! | Brondell |  | #REF! | #REF! | #REF! | #REF! | #REF! | #REF! | Brondell |  | #REF! | #REF! | #REF! | #REF! | #REF! | #REF!
Coway |  | #REF! | #REF! | #REF! | #REF! | #REF! | #REF! | Coway |  | #REF! | #REF! | #REF! | #REF! | #REF! | #REF! | Coway |  | #REF! | #REF! | #REF! | #REF! | #REF! | #REF! | Coway |  | #REF! | #REF! | #REF! | #REF! | #REF! | #REF! | Coway |  | #REF! | #REF! | #REF! | #REF! | #REF! | #REF!
Coway, Cairs |  | #REF! | #REF! | #REF! | #REF! | #REF! | #REF! | Coway, Cairs |  | #REF! | #REF! | #REF! | #REF! | #REF! | #REF! | Coway, Cairs |  | #REF! | #REF! | #REF! | #REF! | #REF! | #REF! | Coway, Cairs |  | #REF! | #REF! | #REF! | #REF! | #REF! | #REF! | Coway, Cairs |  | #REF! | #REF! | #REF! | #REF! | #REF! | #REF!
Electrolux |  | #REF! | #REF! | #REF! | #REF! | #REF! | #REF! | Electrolux |  | #REF! | #REF! | #REF! | #REF! | #REF! | #REF! | Electrolux |  | #REF! | #REF! | #REF! | #REF! | #REF! | #REF! | Electrolux |  | #REF! | #REF! | #REF! | #REF! | #REF! | #REF! | Electrolux |  | #REF! | #REF! | #REF! | #REF! | #REF! | #REF!
Envion |  | #REF! | #REF! | #REF! | #REF! | #REF! | #REF! | Envion |  | #REF! | #REF! | #REF! | #REF! | #REF! | #REF! | Envion |  | #REF! | #REF! | #REF! | #REF! | #REF! | #REF! | Envion |  | #REF! | #REF! | #REF! | #REF! | #REF! | #REF! | Envion |  | #REF! | #REF! | #REF! | #REF! | #REF! | #REF!
Febreze |  | #REF! | #REF! | #REF! | #REF! | #REF! | #REF! | Febreze |  | #REF! | #REF! | #REF! | #REF! | #REF! | #REF! | Febreze |  | #REF! | #REF! | #REF! | #REF! | #REF! | #REF! | Febreze |  | #REF! | #REF! | #REF! | #REF! | #REF! | #REF! | Febreze |  | #REF! | #REF! | #REF! | #REF! | #REF! | #REF!
Fellowes |  | #REF! | #REF! | #REF! | #REF! | #REF! | #REF! | Fellowes |  | #REF! | #REF! | #REF! | #REF! | #REF! | #REF! | Fellowes |  | #REF! | #REF! | #REF! | #REF! | #REF! | #REF! | Fellowes |  | #REF! | #REF! | #REF! | #REF! | #REF! | #REF! | Fellowes |  | #REF! | #REF! | #REF! | #REF! | #REF! | #REF!
Filtrete |  | #REF! | #REF! | #REF! | #REF! | #REF! | #REF! | Filtrete |  | #REF! | #REF! | #REF! | #REF! | #REF! | #REF! | Filtrete |  | #REF! | #REF! | #REF! | #REF! | #REF! | #REF! | Filtrete |  | #REF! | #REF! | #REF! | #REF! | #REF! | #REF! | Filtrete |  | #REF! | #REF! | #REF! | #REF! | #REF! | #REF!
Friedrich |  | #REF! | #REF! | #REF! | #REF! | #REF! | #REF! | Friedrich |  | #REF! | #REF! | #REF! | #REF! | #REF! | #REF! | Friedrich |  | #REF! | #REF! | #REF! | #REF! | #REF! | #REF! | Friedrich |  | #REF! | #REF! | #REF! | #REF! | #REF! | #REF! | Friedrich |  | #REF! | #REF! | #REF! | #REF! | #REF! | #REF!
Frigidaire |  | #REF! | #REF! | #REF! | #REF! | #REF! | #REF! | Frigidaire |  | #REF! | #REF! | #REF! | #REF! | #REF! | #REF! | Frigidaire |  | #REF! | #REF! | #REF! | #REF! | #REF! | #REF! | Frigidaire |  | #REF! | #REF! | #REF! | #REF! | #REF! | #REF! | Frigidaire |  | #REF! | #REF! | #REF! | #REF! | #REF! | #REF!
GermGuardian |  | #REF! | #REF! | #REF! | #REF! | #REF! | #REF! | GermGuardian |  | #REF! | #REF! | #REF! | #REF! | #REF! | #REF! | GermGuardian |  | #REF! | #REF! | #REF! | #REF! | #REF! | #REF! | GermGuardian |  | #REF! | #REF! | #REF! | #REF! | #REF! | #REF! | GermGuardian |  | #REF! | #REF! | #REF! | #REF! | #REF! | #REF!
Holmes |  | #REF! | #REF! | #REF! | #REF! | #REF! | #REF! | Holmes |  | #REF! | #REF! | #REF! | #REF! | #REF! | #REF! | Holmes |  | #REF! | #REF! | #REF! | #REF! | #REF! | #REF! | Holmes |  | #REF! | #REF! | #REF! | #REF! | #REF! | #REF! | Holmes |  | #REF! | #REF! | #REF! | #REF! | #REF! | #REF!
HOMEDICS |  | #REF! | #REF! | #REF! | #REF! | #REF! | #REF! | HOMEDICS |  | #REF! | #REF! | #REF! | #REF! | #REF! | #REF! | HOMEDICS |  | #REF! | #REF! | #REF! | #REF! | #REF! | #REF! | HOMEDICS |  | #REF! | #REF! | #REF! | #REF! | #REF! | #REF! | HOMEDICS |  | #REF! | #REF! | #REF! | #REF! | #REF! | #REF!
HomeTrends |  | #REF! | #REF! | #REF! | #REF! | #REF! | #REF! | HomeTrends |  | #REF! | #REF! | #REF! | #REF! | #REF! | #REF! | HomeTrends |  | #REF! | #REF! | #REF! | #REF! | #REF! | #REF! | HomeTrends |  | #REF! | #REF! | #REF! | #REF! | #REF! | #REF! | HomeTrends |  | #REF! | #REF! | #REF! | #REF! | #REF! | #REF!
Honeywell |  | #REF! | #REF! | #REF! | #REF! | #REF! | #REF! | Honeywell |  | #REF! | #REF! | #REF! | #REF! | #REF! | #REF! | Honeywell |  | #REF! | #REF! | #REF! | #REF! | #REF! | #REF! | Honeywell |  | #REF! | #REF! | #REF! | #REF! | #REF! | #REF! | Honeywell |  | #REF! | #REF! | #REF! | #REF! | #REF! | #REF!
IDEAL |  | #REF! | #REF! | #REF! | #REF! | #REF! | #REF! | IDEAL |  | #REF! | #REF! | #REF! | #REF! | #REF! | #REF! | IDEAL |  | #REF! | #REF! | #REF! | #REF! | #REF! | #REF! | IDEAL |  | #REF! | #REF! | #REF! | #REF! | #REF! | #REF! | IDEAL |  | #REF! | #REF! | #REF! | #REF! | #REF! | #REF!
Idylis |  | #REF! | #REF! | #REF! | #REF! | #REF! | #REF! | Idylis |  | #REF! | #REF! | #REF! | #REF! | #REF! | #REF! | Idylis |  | #REF! | #REF! | #REF! | #REF! | #REF! | #REF! | Idylis |  | #REF! | #REF! | #REF! | #REF! | #REF! | #REF! | Idylis |  | #REF! | #REF! | #REF! | #REF! | #REF! | #REF!
Intellipure |  | #REF! | #REF! | #REF! | #REF! | #REF! | #REF! | Intellipure |  | #REF! | #REF! | #REF! | #REF! | #REF! | #REF! | Intellipure |  | #REF! | #REF! | #REF! | #REF! | #REF! | #REF! | Intellipure |  | #REF! | #REF! | #REF! | #REF! | #REF! | #REF! | Intellipure |  | #REF! | #REF! | #REF! | #REF! | #REF! | #REF!
Ionic Comfort |  | #REF! | #REF! | #REF! | #REF! | #REF! | #REF! | Ionic Comfort |  | #REF! | #REF! | #REF! | #REF! | #REF! | #REF! | Ionic Comfort |  | #REF! | #REF! | #REF! | #REF! | #REF! | #REF! | Ionic Comfort |  | #REF! | #REF! | #REF! | #REF! | #REF! | #REF! | Ionic Comfort |  | #REF! | #REF! | #REF! | #REF! | #REF! | #REF!
Ionic Comfort Plus |  | #REF! | #REF! | #REF! | #REF! | #REF! | #REF! | Ionic Comfort Plus |  | #REF! | #REF! | #REF! | #REF! | #REF! | #REF! | Ionic Comfort Plus |  | #REF! | #REF! | #REF! | #REF! | #REF! | #REF! | Ionic Comfort Plus |  | #REF! | #REF! | #REF! | #REF! | #REF! | #REF! | Ionic Comfort Plus |  | #REF! | #REF! | #REF! | #REF! | #REF! | #REF!
Ionic Pro Platinum |  | #REF! | #REF! | #REF! | #REF! | #REF! | #REF! | Ionic Pro Platinum |  | #REF! | #REF! | #REF! | #REF! | #REF! | #REF! | Ionic Pro Platinum |  | #REF! | #REF! | #REF! | #REF! | #REF! | #REF! | Ionic Pro Platinum |  | #REF! | #REF! | #REF! | #REF! | #REF! | #REF! | Ionic Pro Platinum |  | #REF! | #REF! | #REF! | #REF! | #REF! | #REF!
IQAir |  | #REF! | #REF! | #REF! | #REF! | #REF! | #REF! | IQAir |  | #REF! | #REF! | #REF! | #REF! | #REF! | #REF! | IQAir |  | #REF! | #REF! | #REF! | #REF! | #REF! | #REF! | IQAir |  | #REF! | #REF! | #REF! | #REF! | #REF! | #REF! | IQAir |  | #REF! | #REF! | #REF! | #REF! | #REF! | #REF!
Kenmore |  | #REF! | #REF! | #REF! | #REF! | #REF! | #REF! | Kenmore |  | #REF! | #REF! | #REF! | #REF! | #REF! | #REF! | Kenmore |  | #REF! | #REF! | #REF! | #REF! | #REF! | #REF! | Kenmore |  | #REF! | #REF! | #REF! | #REF! | #REF! | #REF! | Kenmore |  | #REF! | #REF! | #REF! | #REF! | #REF! | #REF!
KoolCoh |  | #REF! | #REF! | #REF! | #REF! | #REF! | #REF! | KoolCoh |  | #REF! | #REF! | #REF! | #REF! | #REF! | #REF! | KoolCoh |  | #REF! | #REF! | #REF! | #REF! | #REF! | #REF! | KoolCoh |  | #REF! | #REF! | #REF! | #REF! | #REF! | #REF! | KoolCoh |  | #REF! | #REF! | #REF! | #REF! | #REF! | #REF!
Lasko |  | #REF! | #REF! | #REF! | #REF! | #REF! | #REF! | Lasko |  | #REF! | #REF! | #REF! | #REF! | #REF! | #REF! | Lasko |  | #REF! | #REF! | #REF! | #REF! | #REF! | #REF! | Lasko |  | #REF! | #REF! | #REF! | #REF! | #REF! | #REF! | Lasko |  | #REF! | #REF! | #REF! | #REF! | #REF! | #REF!
LG |  | #REF! | #REF! | #REF! | #REF! | #REF! | #REF! | LG |  | #REF! | #REF! | #REF! | #REF! | #REF! | #REF! | LG |  | #REF! | #REF! | #REF! | #REF! | #REF! | #REF! | LG |  | #REF! | #REF! | #REF! | #REF! | #REF! | #REF! | LG |  | #REF! | #REF! | #REF! | #REF! | #REF! | #REF!
Life Cell |  | #REF! | #REF! | #REF! | #REF! | #REF! | #REF! | Life Cell |  | #REF! | #REF! | #REF! | #REF! | #REF! | #REF! | Life Cell |  | #REF! | #REF! | #REF! | #REF! | #REF! | #REF! | Life Cell |  | #REF! | #REF! | #REF! | #REF! | #REF! | #REF! | Life Cell |  | #REF! | #REF! | #REF! | #REF! | #REF! | #REF!
LUX |  | #REF! | #REF! | #REF! | #REF! | #REF! | #REF! | LUX |  | #REF! | #REF! | #REF! | #REF! | #REF! | #REF! | LUX |  | #REF! | #REF! | #REF! | #REF! | #REF! | #REF! | LUX |  | #REF! | #REF! | #REF! | #REF! | #REF! | #REF! | LUX |  | #REF! | #REF! | #REF! | #REF! | #REF! | #REF!
Master Craft |  | #REF! | #REF! | #REF! | #REF! | #REF! | #REF! | Master Craft |  | #REF! | #REF! | #REF! | #REF! | #REF! | #REF! | Master Craft |  | #REF! | #REF! | #REF! | #REF! | #REF! | #REF! | Master Craft |  | #REF! | #REF! | #REF! | #REF! | #REF! | #REF! | Master Craft |  | #REF! | #REF! | #REF! | #REF! | #REF! | #REF!
Nectar |  | #REF! | #REF! | #REF! | #REF! | #REF! | #REF! | Nectar |  | #REF! | #REF! | #REF! | #REF! | #REF! | #REF! | Nectar |  | #REF! | #REF! | #REF! | #REF! | #REF! | #REF! | Nectar |  | #REF! | #REF! | #REF! | #REF! | #REF! | #REF! | Nectar |  | #REF! | #REF! | #REF! | #REF! | #REF! | #REF!
NUK |  | #REF! | #REF! | #REF! | #REF! | #REF! | #REF! | NUK |  | #REF! | #REF! | #REF! | #REF! | #REF! | #REF! | NUK |  | #REF! | #REF! | #REF! | #REF! | #REF! | #REF! | NUK |  | #REF! | #REF! | #REF! | #REF! | #REF! | #REF! | NUK |  | #REF! | #REF! | #REF! | #REF! | #REF! | #REF!
ORANSI |  | #REF! | #REF! | #REF! | #REF! | #REF! | #REF! | ORANSI |  | #REF! | #REF! | #REF! | #REF! | #REF! | #REF! | ORANSI |  | #REF! | #REF! | #REF! | #REF! | #REF! | #REF! | ORANSI |  | #REF! | #REF! | #REF! | #REF! | #REF! | #REF! | ORANSI |  | #REF! | #REF! | #REF! | #REF! | #REF! | #REF!
Oreck |  | #REF! | #REF! | #REF! | #REF! | #REF! | #REF! | Oreck |  | #REF! | #REF! | #REF! | #REF! | #REF! | #REF! | Oreck |  | #REF! | #REF! | #REF! | #REF! | #REF! | #REF! | Oreck |  | #REF! | #REF! | #REF! | #REF! | #REF! | #REF! | Oreck |  | #REF! | #REF! | #REF! | #REF! | #REF! | #REF!
Philips |  | #REF! | #REF! | #REF! | #REF! | #REF! | #REF! | Philips |  | #REF! | #REF! | #REF! | #REF! | #REF! | #REF! | Philips |  | #REF! | #REF! | #REF! | #REF! | #REF! | #REF! | Philips |  | #REF! | #REF! | #REF! | #REF! | #REF! | #REF! | Philips |  | #REF! | #REF! | #REF! | #REF! | #REF! | #REF!
Pure Ion Pro |  | #REF! | #REF! | #REF! | #REF! | #REF! | #REF! | Pure Ion Pro |  | #REF! | #REF! | #REF! | #REF! | #REF! | #REF! | Pure Ion Pro |  | #REF! | #REF! | #REF! | #REF! | #REF! | #REF! | Pure Ion Pro |  | #REF! | #REF! | #REF! | #REF! | #REF! | #REF! | Pure Ion Pro |  | #REF! | #REF! | #REF! | #REF! | #REF! | #REF!
PureGuardian |  | #REF! | #REF! | #REF! | #REF! | #REF! | #REF! | PureGuardian |  | #REF! | #REF! | #REF! | #REF! | #REF! | #REF! | PureGuardian |  | #REF! | #REF! | #REF! | #REF! | #REF! | #REF! | PureGuardian |  | #REF! | #REF! | #REF! | #REF! | #REF! | #REF! | PureGuardian |  | #REF! | #REF! | #REF! | #REF! | #REF! | #REF!
Rabbit Air |  | #REF! | #REF! | #REF! | #REF! | #REF! | #REF! | Rabbit Air |  | #REF! | #REF! | #REF! | #REF! | #REF! | #REF! | Rabbit Air |  | #REF! | #REF! | #REF! | #REF! | #REF! | #REF! | Rabbit Air |  | #REF! | #REF! | #REF! | #REF! | #REF! | #REF! | Rabbit Air |  | #REF! | #REF! | #REF! | #REF! | #REF! | #REF!
RevitalAir |  | #REF! | #REF! | #REF! | #REF! | #REF! | #REF! | RevitalAir |  | #REF! | #REF! | #REF! | #REF! | #REF! | #REF! | RevitalAir |  | #REF! | #REF! | #REF! | #REF! | #REF! | #REF! | RevitalAir |  | #REF! | #REF! | #REF! | #REF! | #REF! | #REF! | RevitalAir |  | #REF! | #REF! | #REF! | #REF! | #REF! | #REF!
ROWENTA |  | #REF! | #REF! | #REF! | #REF! | #REF! | #REF! | ROWENTA |  | #REF! | #REF! | #REF! | #REF! | #REF! | #REF! | ROWENTA |  | #REF! | #REF! | #REF! | #REF! | #REF! | #REF! | ROWENTA |  | #REF! | #REF! | #REF! | #REF! | #REF! | #REF! | ROWENTA |  | #REF! | #REF! | #REF! | #REF! | #REF! | #REF!
Sharp |  | #REF! | #REF! | #REF! | #REF! | #REF! | #REF! | Sharp |  | #REF! | #REF! | #REF! | #REF! | #REF! | #REF! | Sharp |  | #REF! | #REF! | #REF! | #REF! | #REF! | #REF! | Sharp |  | #REF! | #REF! | #REF! | #REF! | #REF! | #REF! | Sharp |  | #REF! | #REF! | #REF! | #REF! | #REF! | #REF!
SheerAIRE |  | #REF! | #REF! | #REF! | #REF! | #REF! | #REF! | SheerAIRE |  | #REF! | #REF! | #REF! | #REF! | #REF! | #REF! | SheerAIRE |  | #REF! | #REF! | #REF! | #REF! | #REF! | #REF! | SheerAIRE |  | #REF! | #REF! | #REF! | #REF! | #REF! | #REF! | SheerAIRE |  | #REF! | #REF! | #REF! | #REF! | #REF! | #REF!
Therapure |  | #REF! | #REF! | #REF! | #REF! | #REF! | #REF! | Therapure |  | #REF! | #REF! | #REF! | #REF! | #REF! | #REF! | Therapure |  | #REF! | #REF! | #REF! | #REF! | #REF! | #REF! | Therapure |  | #REF! | #REF! | #REF! | #REF! | #REF! | #REF! | Therapure |  | #REF! | #REF! | #REF! | #REF! | #REF! | #REF!
Whirlpool |  | #REF! | #REF! | #REF! | #REF! | #REF! | #REF! | Whirlpool |  | #REF! | #REF! | #REF! | #REF! | #REF! | #REF! | Whirlpool |  | #REF! | #REF! | #REF! | #REF! | #REF! | #REF! | Whirlpool |  | #REF! | #REF! | #REF! | #REF! | #REF! | #REF! | Whirlpool |  | #REF! | #REF! | #REF! | #REF! | #REF! | #REF!
Winix |  | #REF! | #REF! | #REF! | #REF! | #REF! | #REF! | Winix |  | #REF! | #REF! | #REF! | #REF! | #REF! | #REF! | Winix |  | #REF! | #REF! | #REF! | #REF! | #REF! | #REF! | Winix |  | #REF! | #REF! | #REF! | #REF! | #REF! | #REF! | Winix |  | #REF! | #REF! | #REF! | #REF! | #REF! | #REF!
Wood's |  | #REF! | #REF! | #REF! | #REF! | #REF! | #REF! | Wood's |  | #REF! | #REF! | #REF! | #REF! | #REF! | #REF! | Wood's |  | #REF! | #REF! | #REF! | #REF! | #REF! | #REF! | Wood's |  | #REF! | #REF! | #REF! | #REF! | #REF! | #REF! | Wood's |  | #REF! | #REF! | #REF! | #REF! | #REF! | #REF!
Non-ES Models | #REF! | #REF! | #REF! | #REF! | #REF! | #REF! | #REF! | Non-ES Models | #REF! | #REF! | #REF! | #REF! | #REF! | #REF! | #REF! | Non-ES Models | #REF! | #REF! | #REF! | #REF! | #REF! | #REF! | #REF! | Non-ES Models | #REF! | #REF! | #REF! | #REF! | #REF! | #REF! | #REF! | Non-ES Models | #REF! | #REF! | #REF! | #REF! | #REF! | #REF! | #REF!
Totals | #REF! | #REF! | #REF! | #REF! | #REF! | #REF! | #REF! | Totals | #REF! | #REF! | #REF! | #REF! | #REF! | #REF! | #REF! | Totals | #REF! | #REF! | #REF! | #REF! | #REF! | #REF! | #REF! | Totals | #REF! | #REF! | #REF! | #REF! | #REF! | #REF! | #REF! | Totals | #REF! | #REF! | #REF! | #REF! | #REF! | #REF! | #REF!
Pass Rate |  | #REF! | #REF! | #REF! | #REF! | #REF! | #REF! | Pass Rate |  | #REF! | #REF! | #REF! | #REF! | #REF! | #REF! | Pass Rate |  | #REF! | #REF! | #REF! | #REF! | #REF! | #REF! | Pass Rate |  | #REF! | #REF! | #REF! | #REF! | #REF! | #REF! | Pass Rate |  | #REF! | #REF! | #REF! | #REF! | #REF! | #REF!
Count of Brands |  | 0 | 0 | 0 | 0 | 0 | 0 | Count of Brands |  | 0 | 0 | 0 | 0 | 0 | 0 | Count of Brands |  | 0 | 0 | 0 | 0 | 0 | 0 | Count of Brands |  | 0 | 0 | 0 | 0 | 0 | 0 | Count of Brands |  | 0 | 0 | 0 | 0 | 0 | 0
Measured Dust CADR/W (Adjusted Proposal Levels) | [7 empty] | Measured Dust CADR/W (Adjusted Proposal Levels) | [7 empty] | Measured Dust CADR/W (Adjusted Proposal Levels) | [7 empty] | Measured Dust CADR/W (Adjusted Proposal Levels) | [7 empty] | Measured Dust CADR/W (Adjusted Proposal Levels)
CADR < 100 | [7 empty] | 100 =< CADR < 150 | [7 empty] | 150 =< CADR < 200 | [7 empty] | 200 <= CADR | [7 empty] | All
ENERGY STAR Manufacturing Partner Brands | Non-ENERGY STAR | ENERGY STAR | Proposal # 1 (CADR/W = 2.4) | Proposal # 2 (CADR/W = 2.5) | Proposal # 3 (CADR/W = 2.6) | Proposal # 4 (CADR/W = 2.7) | Proposal # 5 (CADR/W = 2.8) | ENERGY STAR Manufacturing Partner Brands | Non-ENERGY STAR | ENERGY STAR | Proposal # 1 (CADR/W = 2.4) | Proposal # 2 (CADR/W = 2.5) | Proposal # 3 (CADR/W = 2.6) | Proposal # 4 (CADR/W = 3.0) | Proposal # 5 (CADR/W = 3.5) | ENERGY STAR Manufacturing Partner Brands | Non-ENERGY STAR | ENERGY STAR | Proposal # 1 (CADR/W = 2.8) | Proposal # 2 (CADR/W = 3.0) | Proposal # 3 (CADR/W = 3.2) | Proposal # 4 (CADR/W = 3.5) | Proposal # 5 (CADR/W = 4.0) | ENERGY STAR Manufacturing Partner Brands | Non-ENERGY STAR | ENERGY STAR | Proposal # 1 (CADR/W = 2.7) | Proposal # 2 (CADR/W = 2.8) | Proposal # 3 (CADR/W = 3.0) | Proposal # 4 (CADR/W = 3.2) | Proposal # 5 (CADR/W = 3.5) | ENERGY STAR Manufacturing Partner Brands | Non-ENERGY STAR | ENERGY STAR | Proposal # 1 | Proposal # 2 | Proposal # 3 | Proposal # 4 | Proposal # 5
Aerus |  | #REF! | #REF! | #REF! | #REF! | #REF! | #REF! | Aerus |  | #REF! | #REF! | #REF! | #REF! | #REF! | #REF! | Aerus |  | #REF! | #REF! | #REF! | #REF! | #REF! | #REF! | Aerus |  | #REF! | #REF! | #REF! | #REF! | #REF! | #REF! | Aerus |  | #REF! | #REF! | #REF! | #REF! | #REF! | #REF!
Airgle |  | #REF! | #REF! | #REF! | #REF! | #REF! | #REF! | Airgle |  | #REF! | #REF! | #REF! | #REF! | #REF! | #REF! | Airgle |  | #REF! | #REF! | #REF! | #REF! | #REF! | #REF! | Airgle |  | #REF! | #REF! | #REF! | #REF! | #REF! | #REF! | Airgle |  | #REF! | #REF! | #REF! | #REF! | #REF! | #REF!
AIRMEGA |  | #REF! | #REF! | #REF! | #REF! | #REF! | #REF! | AIRMEGA |  | #REF! | #REF! | #REF! | #REF! | #REF! | #REF! | AIRMEGA |  | #REF! | #REF! | #REF! | #REF! | #REF! | #REF! | AIRMEGA |  | #REF! | #REF! | #REF! | #REF! | #REF! | #REF! | AIRMEGA |  | #REF! | #REF! | #REF! | #REF! | #REF! | #REF!
Alen |  | #REF! | #REF! | #REF! | #REF! | #REF! | #REF! | Alen |  | #REF! | #REF! | #REF! | #REF! | #REF! | #REF! | Alen |  | #REF! | #REF! | #REF! | #REF! | #REF! | #REF! | Alen |  | #REF! | #REF! | #REF! | #REF! | #REF! | #REF! | Alen |  | #REF! | #REF! | #REF! | #REF! | #REF! | #REF!
Allergy Pro |  | #REF! | #REF! | #REF! | #REF! | #REF! | #REF! | Allergy Pro |  | #REF! | #REF! | #REF! | #REF! | #REF! | #REF! | Allergy Pro |  | #REF! | #REF! | #REF! | #REF! | #REF! | #REF! | Allergy Pro |  | #REF! | #REF! | #REF! | #REF! | #REF! | #REF! | Allergy Pro |  | #REF! | #REF! | #REF! | #REF! | #REF! | #REF!
Atmosphere |  | #REF! | #REF! | #REF! | #REF! | #REF! | #REF! | Atmosphere |  | #REF! | #REF! | #REF! | #REF! | #REF! | #REF! | Atmosphere |  | #REF! | #REF! | #REF! | #REF! | #REF! | #REF! | Atmosphere |  | #REF! | #REF! | #REF! | #REF! | #REF! | #REF! | Atmosphere |  | #REF! | #REF! | #REF! | #REF! | #REF! | #REF!
BeneLife |  | #REF! | #REF! | #REF! | #REF! | #REF! | #REF! | BeneLife |  | #REF! | #REF! | #REF! | #REF! | #REF! | #REF! | BeneLife |  | #REF! | #REF! | #REF! | #REF! | #REF! | #REF! | BeneLife |  | #REF! | #REF! | #REF! | #REF! | #REF! | #REF! | BeneLife |  | #REF! | #REF! | #REF! | #REF! | #REF! | #REF!
Bionaire |  | #REF! | #REF! | #REF! | #REF! | #REF! | #REF! | Bionaire |  | #REF! | #REF! | #REF! | #REF! | #REF! | #REF! | Bionaire |  | #REF! | #REF! | #REF! | #REF! | #REF! | #REF! | Bionaire |  | #REF! | #REF! | #REF! | #REF! | #REF! | #REF! | Bionaire |  | #REF! | #REF! | #REF! | #REF! | #REF! | #REF!
BLUE |  | #REF! | #REF! | #REF! | #REF! | #REF! | #REF! | BLUE |  | #REF! | #REF! | #REF! | #REF! | #REF! | #REF! | BLUE |  | #REF! | #REF! | #REF! | #REF! | #REF! | #REF! | BLUE |  | #REF! | #REF! | #REF! | #REF! | #REF! | #REF! | BLUE |  | #REF! | #REF! | #REF! | #REF! | #REF! | #REF!
Blueair |  | #REF! | #REF! | #REF! | #REF! | #REF! | #REF! | Blueair |  | #REF! | #REF! | #REF! | #REF! | #REF! | #REF! | Blueair |  | #REF! | #REF! | #REF! | #REF! | #REF! | #REF! | Blueair |  | #REF! | #REF! | #REF! | #REF! | #REF! | #REF! | Blueair |  | #REF! | #REF! | #REF! | #REF! | #REF! | #REF!
Blueair Aerus |  | #REF! | #REF! | #REF! | #REF! | #REF! | #REF! | Blueair Aerus |  | #REF! | #REF! | #REF! | #REF! | #REF! | #REF! | Blueair Aerus |  | #REF! | #REF! | #REF! | #REF! | #REF! | #REF! | Blueair Aerus |  | #REF! | #REF! | #REF! | #REF! | #REF! | #REF! | Blueair Aerus |  | #REF! | #REF! | #REF! | #REF! | #REF! | #REF!
Boneco |  | #REF! | #REF! | #REF! | #REF! | #REF! | #REF! | Boneco |  | #REF! | #REF! | #REF! | #REF! | #REF! | #REF! | Boneco |  | #REF! | #REF! | #REF! | #REF! | #REF! | #REF! | Boneco |  | #REF! | #REF! | #REF! | #REF! | #REF! | #REF! | Boneco |  | #REF! | #REF! | #REF! | #REF! | #REF! | #REF!
Brondell |  | #REF! | #REF! | #REF! | #REF! | #REF! | #REF! | Brondell |  | #REF! | #REF! | #REF! | #REF! | #REF! | #REF! | Brondell |  | #REF! | #REF! | #REF! | #REF! | #REF! | #REF! | Brondell |  | #REF! | #REF! | #REF! | #REF! | #REF! | #REF! | Brondell |  | #REF! | #REF! | #REF! | #REF! | #REF! | #REF!
Coway |  | #REF! | #REF! | #REF! | #REF! | #REF! | #REF! | Coway |  | #REF! | #REF! | #REF! | #REF! | #REF! | #REF! | Coway |  | #REF! | #REF! | #REF! | #REF! | #REF! | #REF! | Coway |  | #REF! | #REF! | #REF! | #REF! | #REF! | #REF! | Coway |  | #REF! | #REF! | #REF! | #REF! | #REF! | #REF!
Coway, Cairs |  | #REF! | #REF! | #REF! | #REF! | #REF! | #REF! | Coway, Cairs |  | #REF! | #REF! | #REF! | #REF! | #REF! | #REF! | Coway, Cairs |  | #REF! | #REF! | #REF! | #REF! | #REF! | #REF! | Coway, Cairs |  | #REF! | #REF! | #REF! | #REF! | #REF! | #REF! | Coway, Cairs |  | #REF! | #REF! | #REF! | #REF! | #REF! | #REF!
Electrolux |  | #REF! | #REF! | #REF! | #REF! | #REF! | #REF! | Electrolux |  | #REF! | #REF! | #REF! | #REF! | #REF! | #REF! | Electrolux |  | #REF! | #REF! | #REF! | #REF! | #REF! | #REF! | Electrolux |  | #REF! | #REF! | #REF! | #REF! | #REF! | #REF! | Electrolux |  | #REF! | #REF! | #REF! | #REF! | #REF! | #REF!
Envion |  | #REF! | #REF! | #REF! | #REF! | #REF! | #REF! | Envion |  | #REF! | #REF! | #REF! | #REF! | #REF! | #REF! | Envion |  | #REF! | #REF! | #REF! | #REF! | #REF! | #REF! | Envion |  | #REF! | #REF! | #REF! | #REF! | #REF! | #REF! | Envion |  | #REF! | #REF! | #REF! | #REF! | #REF! | #REF!
Febreze |  | #REF! | #REF! | #REF! | #REF! | #REF! | #REF! | Febreze |  | #REF! | #REF! | #REF! | #REF! | #REF! | #REF! | Febreze |  | #REF! | #REF! | #REF! | #REF! | #REF! | #REF! | Febreze |  | #REF! | #REF! | #REF! | #REF! | #REF! | #REF! | Febreze |  | #REF! | #REF! | #REF! | #REF! | #REF! | #REF!
Fellowes |  | #REF! | #REF! | #REF! | #REF! | #REF! | #REF! | Fellowes |  | #REF! | #REF! | #REF! | #REF! | #REF! | #REF! | Fellowes |  | #REF! | #REF! | #REF! | #REF! | #REF! | #REF! | Fellowes |  | #REF! | #REF! | #REF! | #REF! | #REF! | #REF! | Fellowes |  | #REF! | #REF! | #REF! | #REF! | #REF! | #REF!
Filtrete |  | #REF! | #REF! | #REF! | #REF! | #REF! | #REF! | Filtrete |  | #REF! | #REF! | #REF! | #REF! | #REF! | #REF! | Filtrete |  | #REF! | #REF! | #REF! | #REF! | #REF! | #REF! | Filtrete |  | #REF! | #REF! | #REF! | #REF! | #REF! | #REF! | Filtrete |  | #REF! | #REF! | #REF! | #REF! | #REF! | #REF!
Friedrich |  | #REF! | #REF! | #REF! | #REF! | #REF! | #REF! | Friedrich |  | #REF! | #REF! | #REF! | #REF! | #REF! | #REF! | Friedrich |  | #REF! | #REF! | #REF! | #REF! | #REF! | #REF! | Friedrich |  | #REF! | #REF! | #REF! | #REF! | #REF! | #REF! | Friedrich |  | #REF! | #REF! | #REF! | #REF! | #REF! | #REF!
Frigidaire |  | #REF! | #REF! | #REF! | #REF! | #REF! | #REF! | Frigidaire |  | #REF! | #REF! | #REF! | #REF! | #REF! | #REF! | Frigidaire |  | #REF! | #REF! | #REF! | #REF! | #REF! | #REF! | Frigidaire |  | #REF! | #REF! | #REF! | #REF! | #REF! | #REF! | Frigidaire |  | #REF! | #REF! | #REF! | #REF! | #REF! | #REF!
GermGuardian |  | #REF! | #REF! | #REF! | #REF! | #REF! | #REF! | GermGuardian |  | #REF! | #REF! | #REF! | #REF! | #REF! | #REF! | GermGuardian |  | #REF! | #REF! | #REF! | #REF! | #REF! | #REF! | GermGuardian |  | #REF! | #REF! | #REF! | #REF! | #REF! | #REF! | GermGuardian |  | #REF! | #REF! | #REF! | #REF! | #REF! | #REF!
Holmes |  | #REF! | #REF! | #REF! | #REF! | #REF! | #REF! | Holmes |  | #REF! | #REF! | #REF! | #REF! | #REF! | #REF! | Holmes |  | #REF! | #REF! | #REF! | #REF! | #REF! | #REF! | Holmes |  | #REF! | #REF! | #REF! | #REF! | #REF! | #REF! | Holmes |  | #REF! | #REF! | #REF! | #REF! | #REF! | #REF!
HOMEDICS |  | #REF! | #REF! | #REF! | #REF! | #REF! | #REF! | HOMEDICS |  | #REF! | #REF! | #REF! | #REF! | #REF! | #REF! | HOMEDICS |  | #REF! | #REF! | #REF! | #REF! | #REF! | #REF! | HOMEDICS |  | #REF! | #REF! | #REF! | #REF! | #REF! | #REF! | HOMEDICS |  | #REF! | #REF! | #REF! | #REF! | #REF! | #REF!
HomeTrends |  | #REF! | #REF! | #REF! | #REF! | #REF! | #REF! | HomeTrends |  | #REF! | #REF! | #REF! | #REF! | #REF! | #REF! | HomeTrends |  | #REF! | #REF! | #REF! | #REF! | #REF! | #REF! | HomeTrends |  | #REF! | #REF! | #REF! | #REF! | #REF! | #REF! | HomeTrends |  | #REF! | #REF! | #REF! | #REF! | #REF! | #REF!
Honeywell |  | #REF! | #REF! | #REF! | #REF! | #REF! | #REF! | Honeywell |  | #REF! | #REF! | #REF! | #REF! | #REF! | #REF! | Honeywell |  | #REF! | #REF! | #REF! | #REF! | #REF! | #REF! | Honeywell |  | #REF! | #REF! | #REF! | #REF! | #REF! | #REF! | Honeywell |  | #REF! | #REF! | #REF! | #REF! | #REF! | #REF!
IDEAL |  | #REF! | #REF! | #REF! | #REF! | #REF! | #REF! | IDEAL |  | #REF! | #REF! | #REF! | #REF! | #REF! | #REF! | IDEAL |  | #REF! | #REF! | #REF! | #REF! | #REF! | #REF! | IDEAL |  | #REF! | #REF! | #REF! | #REF! | #REF! | #REF! | IDEAL |  | #REF! | #REF! | #REF! | #REF! | #REF! | #REF!
Idylis |  | #REF! | #REF! | #REF! | #REF! | #REF! | #REF! | Idylis |  | #REF! | #REF! | #REF! | #REF! | #REF! | #REF! | Idylis |  | #REF! | #REF! | #REF! | #REF! | #REF! | #REF! | Idylis |  | #REF! | #REF! | #REF! | #REF! | #REF! | #REF! | Idylis |  | #REF! | #REF! | #REF! | #REF! | #REF! | #REF!
Intellipure |  | #REF! | #REF! | #REF! | #REF! | #REF! | #REF! | Intellipure |  | #REF! | #REF! | #REF! | #REF! | #REF! | #REF! | Intellipure |  | #REF! | #REF! | #REF! | #REF! | #REF! | #REF! | Intellipure |  | #REF! | #REF! | #REF! | #REF! | #REF! | #REF! | Intellipure |  | #REF! | #REF! | #REF! | #REF! | #REF! | #REF!
Ionic Comfort |  | #REF! | #REF! | #REF! | #REF! | #REF! | #REF! | Ionic Comfort |  | #REF! | #REF! | #REF! | #REF! | #REF! | #REF! | Ionic Comfort |  | #REF! | #REF! | #REF! | #REF! | #REF! | #REF! | Ionic Comfort |  | #REF! | #REF! | #REF! | #REF! | #REF! | #REF! | Ionic Comfort |  | #REF! | #REF! | #REF! | #REF! | #REF! | #REF!
Ionic Comfort Plus |  | #REF! | #REF! | #REF! | #REF! | #REF! | #REF! | Ionic Comfort Plus |  | #REF! | #REF! | #REF! | #REF! | #REF! | #REF! | Ionic Comfort Plus |  | #REF! | #REF! | #REF! | #REF! | #REF! | #REF! | Ionic Comfort Plus |  | #REF! | #REF! | #REF! | #REF! | #REF! | #REF! | Ionic Comfort Plus |  | #REF! | #REF! | #REF! | #REF! | #REF! | #REF!
Ionic Pro Platinum |  | #REF! | #REF! | #REF! | #REF! | #REF! | #REF! | Ionic Pro Platinum |  | #REF! | #REF! | #REF! | #REF! | #REF! | #REF! | Ionic Pro Platinum |  | #REF! | #REF! | #REF! | #REF! | #REF! | #REF! | Ionic Pro Platinum |  | #REF! | #REF! | #REF! | #REF! | #REF! | #REF! | Ionic Pro Platinum |  | #REF! | #REF! | #REF! | #REF! | #REF! | #REF!
IQAir |  | #REF! | #REF! | #REF! | #REF! | #REF! | #REF! | IQAir |  | #REF! | #REF! | #REF! | #REF! | #REF! | #REF! | IQAir |  | #REF! | #REF! | #REF! | #REF! | #REF! | #REF! | IQAir |  | #REF! | #REF! | #REF! | #REF! | #REF! | #REF! | IQAir |  | #REF! | #REF! | #REF! | #REF! | #REF! | #REF!
Kenmore |  | #REF! | #REF! | #REF! | #REF! | #REF! | #REF! | Kenmore |  | #REF! | #REF! | #REF! | #REF! | #REF! | #REF! | Kenmore |  | #REF! | #REF! | #REF! | #REF! | #REF! | #REF! | Kenmore |  | #REF! | #REF! | #REF! | #REF! | #REF! | #REF! | Kenmore |  | #REF! | #REF! | #REF! | #REF! | #REF! | #REF!
KoolCoh |  | #REF! | #REF! | #REF! | #REF! | #REF! | #REF! | KoolCoh |  | #REF! | #REF! | #REF! | #REF! | #REF! | #REF! | KoolCoh |  | #REF! | #REF! | #REF! | #REF! | #REF! | #REF! | KoolCoh |  | #REF! | #REF! | #REF! | #REF! | #REF! | #REF! | KoolCoh |  | #REF! | #REF! | #REF! | #REF! | #REF! | #REF!
Lasko |  | #REF! | #REF! | #REF! | #REF! | #REF! | #REF! | Lasko |  | #REF! | #REF! | #REF! | #REF! | #REF! | #REF! | Lasko |  | #REF! | #REF! | #REF! | #REF! | #REF! | #REF! | Lasko |  | #REF! | #REF! | #REF! | #REF! | #REF! | #REF! | Lasko |  | #REF! | #REF! | #REF! | #REF! | #REF! | #REF!
LG |  | #REF! | #REF! | #REF! | #REF! | #REF! | #REF! | LG |  | #REF! | #REF! | #REF! | #REF! | #REF! | #REF! | LG |  | #REF! | #REF! | #REF! | #REF! | #REF! | #REF! | LG |  | #REF! | #REF! | #REF! | #REF! | #REF! | #REF! | LG |  | #REF! | #REF! | #REF! | #REF! | #REF! | #REF!
Life Cell |  | #REF! | #REF! | #REF! | #REF! | #REF! | #REF! | Life Cell |  | #REF! | #REF! | #REF! | #REF! | #REF! | #REF! | Life Cell |  | #REF! | #REF! | #REF! | #REF! | #REF! | #REF! | Life Cell |  | #REF! | #REF! | #REF! | #REF! | #REF! | #REF! | Life Cell |  | #REF! | #REF! | #REF! | #REF! | #REF! | #REF!
LUX |  | #REF! | #REF! | #REF! | #REF! | #REF! | #REF! | LUX |  | #REF! | #REF! | #REF! | #REF! | #REF! | #REF! | LUX |  | #REF! | #REF! | #REF! | #REF! | #REF! | #REF! | LUX |  | #REF! | #REF! | #REF! | #REF! | #REF! | #REF! | LUX |  | #REF! | #REF! | #REF! | #REF! | #REF! | #REF!
Master Craft |  | #REF! | #REF! | #REF! | #REF! | #REF! | #REF! | Master Craft |  | #REF! | #REF! | #REF! | #REF! | #REF! | #REF! | Master Craft |  | #REF! | #REF! | #REF! | #REF! | #REF! | #REF! | Master Craft |  | #REF! | #REF! | #REF! | #REF! | #REF! | #REF! | Master Craft |  | #REF! | #REF! | #REF! | #REF! | #REF! | #REF!
Nectar |  | #REF! | #REF! | #REF! | #REF! | #REF! | #REF! | Nectar |  | #REF! | #REF! | #REF! | #REF! | #REF! | #REF! | Nectar |  | #REF! | #REF! | #REF! | #REF! | #REF! | #REF! | Nectar |  | #REF! | #REF! | #REF! | #REF! | #REF! | #REF! | Nectar |  | #REF! | #REF! | #REF! | #REF! | #REF! | #REF!
NUK |  | #REF! | #REF! | #REF! | #REF! | #REF! | #REF! | NUK |  | #REF! | #REF! | #REF! | #REF! | #REF! | #REF! | NUK |  | #REF! | #REF! | #REF! | #REF! | #REF! | #REF! | NUK |  | #REF! | #REF! | #REF! | #REF! | #REF! | #REF! | NUK |  | #REF! | #REF! | #REF! | #REF! | #REF! | #REF!
ORANSI |  | #REF! | #REF! | #REF! | #REF! | #REF! | #REF! | ORANSI |  | #REF! | #REF! | #REF! | #REF! | #REF! | #REF! | ORANSI |  | #REF! | #REF! | #REF! | #REF! | #REF! | #REF! | ORANSI |  | #REF! | #REF! | #REF! | #REF! | #REF! | #REF! | ORANSI |  | #REF! | #REF! | #REF! | #REF! | #REF! | #REF!
Oreck |  | #REF! | #REF! | #REF! | #REF! | #REF! | #REF! | Oreck |  | #REF! | #REF! | #REF! | #REF! | #REF! | #REF! | Oreck |  | #REF! | #REF! | #REF! | #REF! | #REF! | #REF! | Oreck |  | #REF! | #REF! | #REF! | #REF! | #REF! | #REF! | Oreck |  | #REF! | #REF! | #REF! | #REF! | #REF! | #REF!
Philips |  | #REF! | #REF! | #REF! | #REF! | #REF! | #REF! | Philips |  | #REF! | #REF! | #REF! | #REF! | #REF! | #REF! | Philips |  | #REF! | #REF! | #REF! | #REF! | #REF! | #REF! | Philips |  | #REF! | #REF! | #REF! | #REF! | #REF! | #REF! | Philips |  | #REF! | #REF! | #REF! | #REF! | #REF! | #REF!
Pure Ion Pro |  | #REF! | #REF! | #REF! | #REF! | #REF! | #REF! | Pure Ion Pro |  | #REF! | #REF! | #REF! | #REF! | #REF! | #REF! | Pure Ion Pro |  | #REF! | #REF! | #REF! | #REF! | #REF! | #REF! | Pure Ion Pro |  | #REF! | #REF! | #REF! | #REF! | #REF! | #REF! | Pure Ion Pro |  | #REF! | #REF! | #REF! | #REF! | #REF! | #REF!
PureGuardian |  | #REF! | #REF! | #REF! | #REF! | #REF! | #REF! | PureGuardian |  | #REF! | #REF! | #REF! | #REF! | #REF! | #REF! | PureGuardian |  | #REF! | #REF! | #REF! | #REF! | #REF! | #REF! | PureGuardian |  | #REF! | #REF! | #REF! | #REF! | #REF! | #REF! | PureGuardian |  | #REF! | #REF! | #REF! | #REF! | #REF! | #REF!
Rabbit Air |  | #REF! | #REF! | #REF! | #REF! | #REF! | #REF! | Rabbit Air |  | #REF! | #REF! | #REF! | #REF! | #REF! | #REF! | Rabbit Air |  | #REF! | #REF! | #REF! | #REF! | #REF! | #REF! | Rabbit Air |  | #REF! | #REF! | #REF! | #REF! | #REF! | #REF! | Rabbit Air |  | #REF! | #REF! | #REF! | #REF! | #REF! | #REF!
RevitalAir |  | #REF! | #REF! | #REF! | #REF! | #REF! | #REF! | RevitalAir |  | #REF! | #REF! | #REF! | #REF! | #REF! | #REF! | RevitalAir |  | #REF! | #REF! | #REF! | #REF! | #REF! | #REF! | RevitalAir |  | #REF! | #REF! | #REF! | #REF! | #REF! | #REF! | RevitalAir |  | #REF! | #REF! | #REF! | #REF! | #REF! | #REF!
ROWENTA |  | #REF! | #REF! | #REF! | #REF! | #REF! | #REF! | ROWENTA |  | #REF! | #REF! | #REF! | #REF! | #REF! | #REF! | ROWENTA |  | #REF! | #REF! | #REF! | #REF! | #REF! | #REF! | ROWENTA |  | #REF! | #REF! | #REF! | #REF! | #REF! | #REF! | ROWENTA |  | #REF! | #REF! | #REF! | #REF! | #REF! | #REF!
Sharp |  | #REF! | #REF! | #REF! | #REF! | #REF! | #REF! | Sharp |  | #REF! | #REF! | #REF! | #REF! | #REF! | #REF! | Sharp |  | #REF! | #REF! | #REF! | #REF! | #REF! | #REF! | Sharp |  | #REF! | #REF! | #REF! | #REF! | #REF! | #REF! | Sharp |  | #REF! | #REF! | #REF! | #REF! | #REF! | #REF!
SheerAIRE |  | #REF! | #REF! | #REF! | #REF! | #REF! | #REF! | SheerAIRE |  | #REF! | #REF! | #REF! | #REF! | #REF! | #REF! | SheerAIRE |  | #REF! | #REF! | #REF! | #REF! | #REF! | #REF! | SheerAIRE |  | #REF! | #REF! | #REF! | #REF! | #REF! | #REF! | SheerAIRE |  | #REF! | #REF! | #REF! | #REF! | #REF! | #REF!
Therapure |  | #REF! | #REF! | #REF! | #REF! | #REF! | #REF! | Therapure |  | #REF! | #REF! | #REF! | #REF! | #REF! | #REF! | Therapure |  | #REF! | #REF! | #REF! | #REF! | #REF! | #REF! | Therapure |  | #REF! | #REF! | #REF! | #REF! | #REF! | #REF! | Therapure |  | #REF! | #REF! | #REF! | #REF! | #REF! | #REF!
Whirlpool |  | #REF! | #REF! | #REF! | #REF! | #REF! | #REF! | Whirlpool |  | #REF! | #REF! | #REF! | #REF! | #REF! | #REF! | Whirlpool |  | #REF! | #REF! | #REF! | #REF! | #REF! | #REF! | Whirlpool |  | #REF! | #REF! | #REF! | #REF! | #REF! | #REF! | Whirlpool |  | #REF! | #REF! | #REF! | #REF! | #REF! | #REF!
Winix |  | #REF! | #REF! | #REF! | #REF! | #REF! | #REF! | Winix |  | #REF! | #REF! | #REF! | #REF! | #REF! | #REF! | Winix |  | #REF! | #REF! | #REF! | #REF! | #REF! | #REF! | Winix |  | #REF! | #REF! | #REF! | #REF! | #REF! | #REF! | Winix |  | #REF! | #REF! | #REF! | #REF! | #REF! | #REF!
Wood's |  | #REF! | #REF! | #REF! | #REF! | #REF! | #REF! | Wood's |  | #REF! | #REF! | #REF! | #REF! | #REF! | #REF! | Wood's |  | #REF! | #REF! | #REF! | #REF! | #REF! | #REF! | Wood's |  | #REF! | #REF! | #REF! | #REF! | #REF! | #REF! | Wood's |  | #REF! | #REF! | #REF! | #REF! | #REF! | #REF!
Non-ES Models | #REF! | #REF! | #REF! | #REF! | #REF! | #REF! | #REF! | Non-ES Models | #REF! | #REF! | #REF! | #REF! | #REF! | #REF! | #REF! | Non-ES Models | #REF! | #REF! | #REF! | #REF! | #REF! | #REF! | #REF! | Non-ES Models | #REF! | #REF! | #REF! | #REF! | #REF! | #REF! | #REF! | Non-ES Models | #REF! | #REF! | #REF! | #REF! | #REF! | #REF! | #REF!
Totals | #REF! | #REF! | #REF! | #REF! | #REF! | #REF! | #REF! | Totals | #REF! | #REF! | #REF! | #REF! | #REF! | #REF! | #REF! | Totals | #REF! | #REF! | #REF! | #REF! | #REF! | #REF! | #REF! | Totals | #REF! | #REF! | #REF! | #REF! | #REF! | #REF! | #REF! | Totals | #REF! | #REF! | #REF! | #REF! | #REF! | #REF! | #REF!
Pass Rate |  | #REF! | #REF! | #REF! | #REF! | #REF! | #REF! | Pass Rate |  | #REF! | #REF! | #REF! | #REF! | #REF! | #REF! | Pass Rate |  | #REF! | #REF! | #REF! | #REF! | #REF! | #REF! | Pass Rate |  | #REF! | #REF! | #REF! | #REF! | #REF! | #REF! | Pass Rate |  | #REF! | #REF! | #REF! | #REF! | #REF! | #REF!
Count of Brands |  | 0 | 0 | 0 | 0 | 0 | 0 | Count of Brands |  | 0 | 0 | 0 | 0 | 0 | 0 | Count of Brands |  | 0 | 0 | 0 | 0 | 0 | 0 | Count of Brands |  | 0 | 0 | 0 | 0 | 0 | 0 | Count of Brands |  | 0 | 0 | 0 | 0 | 0 | 0
Combination CADR/W (Consistant Proposal Levels) | [7 empty] | Combination CADR/W (Consistant Proposal Levels) | [7 empty] | Combination CADR/W (Consistant Proposal Levels) | [7 empty] | Combination CADR/W (Consistant Proposal Levels) | [7 empty] | Combination CADR/W (Consistant Proposal Levels)
CADR < 100 | [7 empty] | 100 =< CADR < 150 | [7 empty] | 150 =< CADR < 200 | [7 empty] | 200 <= CADR | [7 empty] | All
ENERGY STAR Manufacturing Partner Brands | Non-ENERGY STAR | ENERGY STAR | Proposal # 1 (CADR/W = 2.0) | Proposal # 2 (CADR/W = 2.1) | Proposal # 3 (CADR/W = 2.3) | Proposal # 4 (CADR/W = 2.5) | Proposal # 5 (CADR/W = 2.7) | ENERGY STAR Manufacturing Partner Brands | Non-ENERGY STAR | ENERGY STAR | Proposal # 1 (CADR/W = 2.0) | Proposal # 2 (CADR/W = 2.1) | Proposal # 3 (CADR/W = 2.3) | Proposal # 4 (CADR/W = 2.5) | Proposal # 5 (CADR/W = 2.7) | ENERGY STAR Manufacturing Partner Brands | Non-ENERGY STAR | ENERGY STAR | Proposal # 1 (CADR/W = 2.0) | Proposal # 2 (CADR/W = 2.1) | Proposal # 3 (CADR/W = 2.3) | Proposal # 4 (CADR/W = 2.5) | Proposal # 5 (CADR/W = 2.7) | ENERGY STAR Manufacturing Partner Brands | Non-ENERGY STAR | ENERGY STAR | Proposal # 1 (CADR/W = 2.0) | Proposal # 2 (CADR/W = 2.1) | Proposal # 3 (CADR/W = 2.3) | Proposal # 4 (CADR/W = 2.5) | Proposal # 5 (CADR/W = 2.7) | ENERGY STAR Manufacturing Partner Brands | Non-ENERGY STAR | ENERGY STAR | Proposal # 1 (CADR/W = 2.0) | Proposal # 2 (CADR/W = 2.1) | Proposal # 3 (CADR/W = 2.3) | Proposal # 4 (CADR/W = 2.5) | Proposal # 5 (CADR/W = 2.7)
Aerus |  | #REF! | #REF! | #REF! | #REF! | #REF! | #REF! | Aerus |  | #REF! | #REF! | #REF! | #REF! | #REF! | #REF! | Aerus |  | #REF! | #REF! | #REF! | #REF! | #REF! | #REF! | Aerus |  | #REF! | #REF! | #REF! | #REF! | #REF! | #REF! | Aerus |  | #REF! | #REF! | #REF! | #REF! | #REF! | #REF!
Airgle |  | #REF! | #REF! | #REF! | #REF! | #REF! | #REF! | Airgle |  | #REF! | #REF! | #REF! | #REF! | #REF! | #REF! | Airgle |  | #REF! | #REF! | #REF! | #REF! | #REF! | #REF! | Airgle |  | #REF! | #REF! | #REF! | #REF! | #REF! | #REF! | Airgle |  | #REF! | #REF! | #REF! | #REF! | #REF! | #REF!
AIRMEGA |  | #REF! | #REF! | #REF! | #REF! | #REF! | #REF! | AIRMEGA |  | #REF! | #REF! | #REF! | #REF! | #REF! | #REF! | AIRMEGA |  | #REF! | #REF! | #REF! | #REF! | #REF! | #REF! | AIRMEGA |  | #REF! | #REF! | #REF! | #REF! | #REF! | #REF! | AIRMEGA |  | #REF! | #REF! | #REF! | #REF! | #REF! | #REF!
Alen |  | #REF! | #REF! | #REF! | #REF! | #REF! | #REF! | Alen |  | #REF! | #REF! | #REF! | #REF! | #REF! | #REF! | Alen |  | #REF! | #REF! | #REF! | #REF! | #REF! | #REF! | Alen |  | #REF! | #REF! | #REF! | #REF! | #REF! | #REF! | Alen |  | #REF! | #REF! | #REF! | #REF! | #REF! | #REF!
Allergy Pro |  | #REF! | #REF! | #REF! | #REF! | #REF! | #REF! | Allergy Pro |  | #REF! | #REF! | #REF! | #REF! | #REF! | #REF! | Allergy Pro |  | #REF! | #REF! | #REF! | #REF! | #REF! | #REF! | Allergy Pro |  | #REF! | #REF! | #REF! | #REF! | #REF! | #REF! | Allergy Pro |  | #REF! | #REF! | #REF! | #REF! | #REF! | #REF!
Atmosphere |  | #REF! | #REF! | #REF! | #REF! | #REF! | #REF! | Atmosphere |  | #REF! | #REF! | #REF! | #REF! | #REF! | #REF! | Atmosphere |  | #REF! | #REF! | #REF! | #REF! | #REF! | #REF! | Atmosphere |  | #REF! | #REF! | #REF! | #REF! | #REF! | #REF! | Atmosphere |  | #REF! | #REF! | #REF! | #REF! | #REF! | #REF!
BeneLife |  | #REF! | #REF! | #REF! | #REF! | #REF! | #REF! | BeneLife |  | #REF! | #REF! | #REF! | #REF! | #REF! | #REF! | BeneLife |  | #REF! | #REF! | #REF! | #REF! | #REF! | #REF! | BeneLife |  | #REF! | #REF! | #REF! | #REF! | #REF! | #REF! | BeneLife |  | #REF! | #REF! | #REF! | #REF! | #REF! | #REF!
Bionaire |  | #REF! | #REF! | #REF! | #REF! | #REF! | #REF! | Bionaire |  | #REF! | #REF! | #REF! | #REF! | #REF! | #REF! | Bionaire |  | #REF! | #REF! | #REF! | #REF! | #REF! | #REF! | Bionaire |  | #REF! | #REF! | #REF! | #REF! | #REF! | #REF! | Bionaire |  | #REF! | #REF! | #REF! | #REF! | #REF! | #REF!
BLUE |  | #REF! | #REF! | #REF! | #REF! | #REF! | #REF! | BLUE |  | #REF! | #REF! | #REF! | #REF! | #REF! | #REF! | BLUE |  | #REF! | #REF! | #REF! | #REF! | #REF! | #REF! | BLUE |  | #REF! | #REF! | #REF! | #REF! | #REF! | #REF! | BLUE |  | #REF! | #REF! | #REF! | #REF! | #REF! | #REF!
Blueair |  | #REF! | #REF! | #REF! | #REF! | #REF! | #REF! | Blueair |  | #REF! | #REF! | #REF! | #REF! | #REF! | #REF! | Blueair |  | #REF! | #REF! | #REF! | #REF! | #REF! | #REF! | Blueair |  | #REF! | #REF! | #REF! | #REF! | #REF! | #REF! | Blueair |  | #REF! | #REF! | #REF! | #REF! | #REF! | #REF!
Blueair Aerus |  | #REF! | #REF! | #REF! | #REF! | #REF! | #REF! | Blueair Aerus |  | #REF! | #REF! | #REF! | #REF! | #REF! | #REF! | Blueair Aerus |  | #REF! | #REF! | #REF! | #REF! | #REF! | #REF! | Blueair Aerus |  | #REF! | #REF! | #REF! | #REF! | #REF! | #REF! | Blueair Aerus |  | #REF! | #REF! | #REF! | #REF! | #REF! | #REF!
Boneco |  | #REF! | #REF! | #REF! | #REF! | #REF! | #REF! | Boneco |  | #REF! | #REF! | #REF! | #REF! | #REF! | #REF! | Boneco |  | #REF! | #REF! | #REF! | #REF! | #REF! | #REF! | Boneco |  | #REF! | #REF! | #REF! | #REF! | #REF! | #REF! | Boneco |  | #REF! | #REF! | #REF! | #REF! | #REF! | #REF!
Brondell |  | #REF! | #REF! | #REF! | #REF! | #REF! | #REF! | Brondell |  | #REF! | #REF! | #REF! | #REF! | #REF! | #REF! | Brondell |  | #REF! | #REF! | #REF! | #REF! | #REF! | #REF! | Brondell |  | #REF! | #REF! | #REF! | #REF! | #REF! | #REF! | Brondell |  | #REF! | #REF! | #REF! | #REF! | #REF! | #REF!
Coway |  | #REF! | #REF! | #REF! | #REF! | #REF! | #REF! | Coway |  | #REF! | #REF! | #REF! | #REF! | #REF! | #REF! | Coway |  | #REF! | #REF! | #REF! | #REF! | #REF! | #REF! | Coway |  | #REF! | #REF! | #REF! | #REF! | #REF! | #REF! | Coway |  | #REF! | #REF! | #REF! | #REF! | #REF! | #REF!
Coway, Cairs |  | #REF! | #REF! | #REF! | #REF! | #REF! | #REF! | Coway, Cairs |  | #REF! | #REF! | #REF! | #REF! | #REF! | #REF! | Coway, Cairs |  | #REF! | #REF! | #REF! | #REF! | #REF! | #REF! | Coway, Cairs |  | #REF! | #REF! | #REF! | #REF! | #REF! | #REF! | Coway, Cairs |  | #REF! | #REF! | #REF! | #REF! | #REF! | #REF!
Electrolux |  | #REF! | #REF! | #REF! | #REF! | #REF! | #REF! | Electrolux |  | #REF! | #REF! | #REF! | #REF! | #REF! | #REF! | Electrolux |  | #REF! | #REF! | #REF! | #REF! | #REF! | #REF! | Electrolux |  | #REF! | #REF! | #REF! | #REF! | #REF! | #REF! | Electrolux |  | #REF! | #REF! | #REF! | #REF! | #REF! | #REF!
Envion |  | #REF! | #REF! | #REF! | #REF! | #REF! | #REF! | Envion |  | #REF! | #REF! | #REF! | #REF! | #REF! | #REF! | Envion |  | #REF! | #REF! | #REF! | #REF! | #REF! | #REF! | Envion |  | #REF! | #REF! | #REF! | #REF! | #REF! | #REF! | Envion |  | #REF! | #REF! | #REF! | #REF! | #REF! | #REF!
Febreze |  | #REF! | #REF! | #REF! | #REF! | #REF! | #REF! | Febreze |  | #REF! | #REF! | #REF! | #REF! | #REF! | #REF! | Febreze |  | #REF! | #REF! | #REF! | #REF! | #REF! | #REF! | Febreze |  | #REF! | #REF! | #REF! | #REF! | #REF! | #REF! | Febreze |  | #REF! | #REF! | #REF! | #REF! | #REF! | #REF!
Fellowes |  | #REF! | #REF! | #REF! | #REF! | #REF! | #REF! | Fellowes |  | #REF! | #REF! | #REF! | #REF! | #REF! | #REF! | Fellowes |  | #REF! | #REF! | #REF! | #REF! | #REF! | #REF! | Fellowes |  | #REF! | #REF! | #REF! | #REF! | #REF! | #REF! | Fellowes |  | #REF! | #REF! | #REF! | #REF! | #REF! | #REF!
Filtrete |  | #REF! | #REF! | #REF! | #REF! | #REF! | #REF! | Filtrete |  | #REF! | #REF! | #REF! | #REF! | #REF! | #REF! | Filtrete |  | #REF! | #REF! | #REF! | #REF! | #REF! | #REF! | Filtrete |  | #REF! | #REF! | #REF! | #REF! | #REF! | #REF! | Filtrete |  | #REF! | #REF! | #REF! | #REF! | #REF! | #REF!
Friedrich |  | #REF! | #REF! | #REF! | #REF! | #REF! | #REF! | Friedrich |  | #REF! | #REF! | #REF! | #REF! | #REF! | #REF! | Friedrich |  | #REF! | #REF! | #REF! | #REF! | #REF! | #REF! | Friedrich |  | #REF! | #REF! | #REF! | #REF! | #REF! | #REF! | Friedrich |  | #REF! | #REF! | #REF! | #REF! | #REF! | #REF!
Frigidaire |  | #REF! | #REF! | #REF! | #REF! | #REF! | #REF! | Frigidaire |  | #REF! | #REF! | #REF! | #REF! | #REF! | #REF! | Frigidaire |  | #REF! | #REF! | #REF! | #REF! | #REF! | #REF! | Frigidaire |  | #REF! | #REF! | #REF! | #REF! | #REF! | #REF! | Frigidaire |  | #REF! | #REF! | #REF! | #REF! | #REF! | #REF!
GermGuardian |  | #REF! | #REF! | #REF! | #REF! | #REF! | #REF! | GermGuardian |  | #REF! | #REF! | #REF! | #REF! | #REF! | #REF! | GermGuardian |  | #REF! | #REF! | #REF! | #REF! | #REF! | #REF! | GermGuardian |  | #REF! | #REF! | #REF! | #REF! | #REF! | #REF! | GermGuardian |  | #REF! | #REF! | #REF! | #REF! | #REF! | #REF!
Holmes |  | #REF! | #REF! | #REF! | #REF! | #REF! | #REF! | Holmes |  | #REF! | #REF! | #REF! | #REF! | #REF! | #REF! | Holmes |  | #REF! | #REF! | #REF! | #REF! | #REF! | #REF! | Holmes |  | #REF! | #REF! | #REF! | #REF! | #REF! | #REF! | Holmes |  | #REF! | #REF! | #REF! | #REF! | #REF! | #REF!
HOMEDICS |  | #REF! | #REF! | #REF! | #REF! | #REF! | #REF! | HOMEDICS |  | #REF! | #REF! | #REF! | #REF! | #REF! | #REF! | HOMEDICS |  | #REF! | #REF! | #REF! | #REF! | #REF! | #REF! | HOMEDICS |  | #REF! | #REF! | #REF! | #REF! | #REF! | #REF! | HOMEDICS |  | #REF! | #REF! | #REF! | #REF! | #REF! | #REF!
HomeTrends |  | #REF! | #REF! | #REF! | #REF! | #REF! | #REF! | HomeTrends |  | #REF! | #REF! | #REF! | #REF! | #REF! | #REF! | HomeTrends |  | #REF! | #REF! | #REF! | #REF! | #REF! | #REF! | HomeTrends |  | #REF! | #REF! | #REF! | #REF! | #REF! | #REF! | HomeTrends |  | #REF! | #REF! | #REF! | #REF! | #REF! | #REF!
Honeywell |  | #REF! | #REF! | #REF! | #REF! | #REF! | #REF! | Honeywell |  | #REF! | #REF! | #REF! | #REF! | #REF! | #REF! | Honeywell |  | #REF! | #REF! | #REF! | #REF! | #REF! | #REF! | Honeywell |  | #REF! | #REF! | #REF! | #REF! | #REF! | #REF! | Honeywell |  | #REF! | #REF! | #REF! | #REF! | #REF! | #REF!
IDEAL |  | #REF! | #REF! | #REF! | #REF! | #REF! | #REF! | IDEAL |  | #REF! | #REF! | #REF! | #REF! | #REF! | #REF! | IDEAL |  | #REF! | #REF! | #REF! | #REF! | #REF! | #REF! | IDEAL |  | #REF! | #REF! | #REF! | #REF! | #REF! | #REF! | IDEAL |  | #REF! | #REF! | #REF! | #REF! | #REF! | #REF!
Idylis |  | #REF! | #REF! | #REF! | #REF! | #REF! | #REF! | Idylis |  | #REF! | #REF! | #REF! | #REF! | #REF! | #REF! | Idylis |  | #REF! | #REF! | #REF! | #REF! | #REF! | #REF! | Idylis |  | #REF! | #REF! | #REF! | #REF! | #REF! | #REF! | Idylis |  | #REF! | #REF! | #REF! | #REF! | #REF! | #REF!
Intellipure |  | #REF! | #REF! | #REF! | #REF! | #REF! | #REF! | Intellipure |  | #REF! | #REF! | #REF! | #REF! | #REF! | #REF! | Intellipure |  | #REF! | #REF! | #REF! | #REF! | #REF! | #REF! | Intellipure |  | #REF! | #REF! | #REF! | #REF! | #REF! | #REF! | Intellipure |  | #REF! | #REF! | #REF! | #REF! | #REF! | #REF!
Ionic Comfort |  | #REF! | #REF! | #REF! | #REF! | #REF! | #REF! | Ionic Comfort |  | #REF! | #REF! | #REF! | #REF! | #REF! | #REF! | Ionic Comfort |  | #REF! | #REF! | #REF! | #REF! | #REF! | #REF! | Ionic Comfort |  | #REF! | #REF! | #REF! | #REF! | #REF! | #REF! | Ionic Comfort |  | #REF! | #REF! | #REF! | #REF! | #REF! | #REF!
Ionic Comfort Plus |  | #REF! | #REF! | #REF! | #REF! | #REF! | #REF! | Ionic Comfort Plus |  | #REF! | #REF! | #REF! | #REF! | #REF! | #REF! | Ionic Comfort Plus |  | #REF! | #REF! | #REF! | #REF! | #REF! | #REF! | Ionic Comfort Plus |  | #REF! | #REF! | #REF! | #REF! | #REF! | #REF! | Ionic Comfort Plus |  | #REF! | #REF! | #REF! | #REF! | #REF! | #REF!
Ionic Pro Platinum |  | #REF! | #REF! | #REF! | #REF! | #REF! | #REF! | Ionic Pro Platinum |  | #REF! | #REF! | #REF! | #REF! | #REF! | #REF! | Ionic Pro Platinum |  | #REF! | #REF! | #REF! | #REF! | #REF! | #REF! | Ionic Pro Platinum |  | #REF! | #REF! | #REF! | #REF! | #REF! | #REF! | Ionic Pro Platinum |  | #REF! | #REF! | #REF! | #REF! | #REF! | #REF!
IQAir |  | #REF! | #REF! | #REF! | #REF! | #REF! | #REF! | IQAir |  | #REF! | #REF! | #REF! | #REF! | #REF! | #REF! | IQAir |  | #REF! | #REF! | #REF! | #REF! | #REF! | #REF! | IQAir |  | #REF! | #REF! | #REF! | #REF! | #REF! | #REF! | IQAir |  | #REF! | #REF! | #REF! | #REF! | #REF! | #REF!
Kenmore |  | #REF! | #REF! | #REF! | #REF! | #REF! | #REF! | Kenmore |  | #REF! | #REF! | #REF! | #REF! | #REF! | #REF! | Kenmore |  | #REF! | #REF! | #REF! | #REF! | #REF! | #REF! | Kenmore |  | #REF! | #REF! | #REF! | #REF! | #REF! | #REF! | Kenmore |  | #REF! | #REF! | #REF! | #REF! | #REF! | #REF!
KoolCoh |  | #REF! | #REF! | #REF! | #REF! | #REF! | #REF! | KoolCoh |  | #REF! | #REF! | #REF! | #REF! | #REF! | #REF! | KoolCoh |  | #REF! | #REF! | #REF! | #REF! | #REF! | #REF! | KoolCoh |  | #REF! | #REF! | #REF! | #REF! | #REF! | #REF! | KoolCoh |  | #REF! | #REF! | #REF! | #REF! | #REF! | #REF!
Lasko |  | #REF! | #REF! | #REF! | #REF! | #REF! | #REF! | Lasko |  | #REF! | #REF! | #REF! | #REF! | #REF! | #REF! | Lasko |  | #REF! | #REF! | #REF! | #REF! | #REF! | #REF! | Lasko |  | #REF! | #REF! | #REF! | #REF! | #REF! | #REF! | Lasko |  | #REF! | #REF! | #REF! | #REF! | #REF! | #REF!
LG |  | #REF! | #REF! | #REF! | #REF! | #REF! | #REF! | LG |  | #REF! | #REF! | #REF! | #REF! | #REF! | #REF! | LG |  | #REF! | #REF! | #REF! | #REF! | #REF! | #REF! | LG |  | #REF! | #REF! | #REF! | #REF! | #REF! | #REF! | LG |  | #REF! | #REF! | #REF! | #REF! | #REF! | #REF!
Life Cell |  | #REF! | #REF! | #REF! | #REF! | #REF! | #REF! | Life Cell |  | #REF! | #REF! | #REF! | #REF! | #REF! | #REF! | Life Cell |  | #REF! | #REF! | #REF! | #REF! | #REF! | #REF! | Life Cell |  | #REF! | #REF! | #REF! | #REF! | #REF! | #REF! | Life Cell |  | #REF! | #REF! | #REF! | #REF! | #REF! | #REF!
LUX |  | #REF! | #REF! | #REF! | #REF! | #REF! | #REF! | LUX |  | #REF! | #REF! | #REF! | #REF! | #REF! | #REF! | LUX |  | #REF! | #REF! | #REF! | #REF! | #REF! | #REF! | LUX |  | #REF! | #REF! | #REF! | #REF! | #REF! | #REF! | LUX |  | #REF! | #REF! | #REF! | #REF! | #REF! | #REF!
Master Craft |  | #REF! | #REF! | #REF! | #REF! | #REF! | #REF! | Master Craft |  | #REF! | #REF! | #REF! | #REF! | #REF! | #REF! | Master Craft |  | #REF! | #REF! | #REF! | #REF! | #REF! | #REF! | Master Craft |  | #REF! | #REF! | #REF! | #REF! | #REF! | #REF! | Master Craft |  | #REF! | #REF! | #REF! | #REF! | #REF! | #REF!
Nectar |  | #REF! | #REF! | #REF! | #REF! | #REF! | #REF! | Nectar |  | #REF! | #REF! | #REF! | #REF! | #REF! | #REF! | Nectar |  | #REF! | #REF! | #REF! | #REF! | #REF! | #REF! | Nectar |  | #REF! | #REF! | #REF! | #REF! | #REF! | #REF! | Nectar |  | #REF! | #REF! | #REF! | #REF! | #REF! | #REF!
NUK |  | #REF! | #REF! | #REF! | #REF! | #REF! | #REF! | NUK |  | #REF! | #REF! | #REF! | #REF! | #REF! | #REF! | NUK |  | #REF! | #REF! | #REF! | #REF! | #REF! | #REF! | NUK |  | #REF! | #REF! | #REF! | #REF! | #REF! | #REF! | NUK |  | #REF! | #REF! | #REF! | #REF! | #REF! | #REF!
ORANSI |  | #REF! | #REF! | #REF! | #REF! | #REF! | #REF! | ORANSI |  | #REF! | #REF! | #REF! | #REF! | #REF! | #REF! | ORANSI |  | #REF! | #REF! | #REF! | #REF! | #REF! | #REF! | ORANSI |  | #REF! | #REF! | #REF! | #REF! | #REF! | #REF! | ORANSI |  | #REF! | #REF! | #REF! | #REF! | #REF! | #REF!
Oreck |  | #REF! | #REF! | #REF! | #REF! | #REF! | #REF! | Oreck |  | #REF! | #REF! | #REF! | #REF! | #REF! | #REF! | Oreck |  | #REF! | #REF! | #REF! | #REF! | #REF! | #REF! | Oreck |  | #REF! | #REF! | #REF! | #REF! | #REF! | #REF! | Oreck |  | #REF! | #REF! | #REF! | #REF! | #REF! | #REF!
Philips |  | #REF! | #REF! | #REF! | #REF! | #REF! | #REF! | Philips |  | #REF! | #REF! | #REF! | #REF! | #REF! | #REF! | Philips |  | #REF! | #REF! | #REF! | #REF! | #REF! | #REF! | Philips |  | #REF! | #REF! | #REF! | #REF! | #REF! | #REF! | Philips |  | #REF! | #REF! | #REF! | #REF! | #REF! | #REF!
Pure Ion Pro |  | #REF! | #REF! | #REF! | #REF! | #REF! | #REF! | Pure Ion Pro |  | #REF! | #REF! | #REF! | #REF! | #REF! | #REF! | Pure Ion Pro |  | #REF! | #REF! | #REF! | #REF! | #REF! | #REF! | Pure Ion Pro |  | #REF! | #REF! | #REF! | #REF! | #REF! | #REF! | Pure Ion Pro |  | #REF! | #REF! | #REF! | #REF! | #REF! | #REF!
PureGuardian |  | #REF! | #REF! | #REF! | #REF! | #REF! | #REF! | PureGuardian |  | #REF! | #REF! | #REF! | #REF! | #REF! | #REF! | PureGuardian |  | #REF! | #REF! | #REF! | #REF! | #REF! | #REF! | PureGuardian |  | #REF! | #REF! | #REF! | #REF! | #REF! | #REF! | PureGuardian |  | #REF! | #REF! | #REF! | #REF! | #REF! | #REF!
Rabbit Air |  | #REF! | #REF! | #REF! | #REF! | #REF! | #REF! | Rabbit Air |  | #REF! | #REF! | #REF! | #REF! | #REF! | #REF! | Rabbit Air |  | #REF! | #REF! | #REF! | #REF! | #REF! | #REF! | Rabbit Air |  | #REF! | #REF! | #REF! | #REF! | #REF! | #REF! | Rabbit Air |  | #REF! | #REF! | #REF! | #REF! | #REF! | #REF!
RevitalAir |  | #REF! | #REF! | #REF! | #REF! | #REF! | #REF! | RevitalAir |  | #REF! | #REF! | #REF! | #REF! | #REF! | #REF! | RevitalAir |  | #REF! | #REF! | #REF! | #REF! | #REF! | #REF! | RevitalAir |  | #REF! | #REF! | #REF! | #REF! | #REF! | #REF! | RevitalAir |  | #REF! | #REF! | #REF! | #REF! | #REF! | #REF!
ROWENTA |  | #REF! | #REF! | #REF! | #REF! | #REF! | #REF! | ROWENTA |  | #REF! | #REF! | #REF! | #REF! | #REF! | #REF! | ROWENTA |  | #REF! | #REF! | #REF! | #REF! | #REF! | #REF! | ROWENTA |  | #REF! | #REF! | #REF! | #REF! | #REF! | #REF! | ROWENTA |  | #REF! | #REF! | #REF! | #REF! | #REF! | #REF!
Sharp |  | #REF! | #REF! | #REF! | #REF! | #REF! | #REF! | Sharp |  | #REF! | #REF! | #REF! | #REF! | #REF! | #REF! | Sharp |  | #REF! | #REF! | #REF! | #REF! | #REF! | #REF! | Sharp |  | #REF! | #REF! | #REF! | #REF! | #REF! | #REF! | Sharp |  | #REF! | #REF! | #REF! | #REF! | #REF! | #REF!
SheerAIRE |  | #REF! | #REF! | #REF! | #REF! | #REF! | #REF! | SheerAIRE |  | #REF! | #REF! | #REF! | #REF! | #REF! | #REF! | SheerAIRE |  | #REF! | #REF! | #REF! | #REF! | #REF! | #REF! | SheerAIRE |  | #REF! | #REF! | #REF! | #REF! | #REF! | #REF! | SheerAIRE |  | #REF! | #REF! | #REF! | #REF! | #REF! | #REF!
Therapure |  | #REF! | #REF! | #REF! | #REF! | #REF! | #REF! | Therapure |  | #REF! | #REF! | #REF! | #REF! | #REF! | #REF! | Therapure |  | #REF! | #REF! | #REF! | #REF! | #REF! | #REF! | Therapure |  | #REF! | #REF! | #REF! | #REF! | #REF! | #REF! | Therapure |  | #REF! | #REF! | #REF! | #REF! | #REF! | #REF!
Whirlpool |  | #REF! | #REF! | #REF! | #REF! | #REF! | #REF! | Whirlpool |  | #REF! | #REF! | #REF! | #REF! | #REF! | #REF! | Whirlpool |  | #REF! | #REF! | #REF! | #REF! | #REF! | #REF! | Whirlpool |  | #REF! | #REF! | #REF! | #REF! | #REF! | #REF! | Whirlpool |  | #REF! | #REF! | #REF! | #REF! | #REF! | #REF!
Winix |  | #REF! | #REF! | #REF! | #REF! | #REF! | #REF! | Winix |  | #REF! | #REF! | #REF! | #REF! | #REF! | #REF! | Winix |  | #REF! | #REF! | #REF! | #REF! | #REF! | #REF! | Winix |  | #REF! | #REF! | #REF! | #REF! | #REF! | #REF! | Winix |  | #REF! | #REF! | #REF! | #REF! | #REF! | #REF!
Wood's |  | #REF! | #REF! | #REF! | #REF! | #REF! | #REF! | Wood's |  | #REF! | #REF! | #REF! | #REF! | #REF! | #REF! | Wood's |  | #REF! | #REF! | #REF! | #REF! | #REF! | #REF! | Wood's |  | #REF! | #REF! | #REF! | #REF! | #REF! | #REF! | Wood's |  | #REF! | #REF! | #REF! | #REF! | #REF! | #REF!
Non-ES Models | #REF! | #REF! | #REF! | #REF! | #REF! | #REF! | #REF! | Non-ES Models | #REF! | #REF! | #REF! | #REF! | #REF! | #REF! | #REF! | Non-ES Models | #REF! | #REF! | #REF! | #REF! | #REF! | #REF! | #REF! | Non-ES Models | #REF! | #REF! | #REF! | #REF! | #REF! | #REF! | #REF! | Non-ES Models | #REF! | #REF! | #REF! | #REF! | #REF! | #REF! | #REF!
Totals | #REF! | #REF! | #REF! | #REF! | #REF! | #REF! | #REF! | Totals | #REF! | #REF! | #REF! | #REF! | #REF! | #REF! | #REF! | Totals | #REF! | #REF! | #REF! | #REF! | #REF! | #REF! | #REF! | Totals | #REF! | #REF! | #REF! | #REF! | #REF! | #REF! | #REF! | Totals | #REF! | #REF! | #REF! | #REF! | #REF! | #REF! | #REF!
Pass Rate |  | #REF! | #REF! | #REF! | #REF! | #REF! | #REF! | Pass Rate |  | #REF! | #REF! | #REF! | #REF! | #REF! | #REF! | Pass Rate |  | #REF! | #REF! | #REF! | #REF! | #REF! | #REF! | Pass Rate |  | #REF! | #REF! | #REF! | #REF! | #REF! | #REF! | Pass Rate |  | #REF! | #REF! | #REF! | #REF! | #REF! | #REF!
Count of Brands |  | 0 | 0 | 0 | 0 | 0 | 0 | Count of Brands |  | 0 | 0 | 0 | 0 | 0 | 0 | Count of Brands |  | 0 | 0 | 0 | 0 | 0 | 0 | Count of Brands |  | 0 | 0 | 0 | 0 | 0 | 0 | Count of Brands |  | 0 | 0 | 0 | 0 | 0 | 0
Combination CADR/W (Adjusted Proposal Levels) | [7 empty] | Combination CADR/W (Adjusted Proposal Levels) | [7 empty] | Combination CADR/W (Adjusted Proposal Levels) | [7 empty] | Combination CADR/W (Adjusted Proposal Levels) | [7 empty] | Combination CADR/W (Adjusted Proposal Levels)
CADR < 100 | [7 empty] | 100 =< CADR < 150 | [7 empty] | 150 =< CADR < 200 | [7 empty] | 200 <= CADR | [7 empty] | All
ENERGY STAR Manufacturing Partner Brands | Non-ENERGY STAR | ENERGY STAR | Proposal # 1 (CADR/W = 1.85) | Proposal # 2 (CADR/W = 1.9) | Proposal # 3 (CADR/W = 2.0) | Proposal # 4 (CADR/W = 2.2) | Proposal # 5 (CADR/W = 2.5) | ENERGY STAR Manufacturing Partner Brands | Non-ENERGY STAR | ENERGY STAR | Proposal # 1 (CADR/W = 2.3) | Proposal # 2 (CADR/W = 2.4) | Proposal # 3 (CADR/W = 2.5) | Proposal # 4 (CADR/W = 2.6) | Proposal # 5 (CADR/W = 3.0) | ENERGY STAR Manufacturing Partner Brands | Non-ENERGY STAR | ENERGY STAR | Proposal # 1 (CADR/W = 2.5) | Proposal # 2 (CADR/W = 3.0) | Proposal # 3 (CADR/W = 3.1) | Proposal # 4 (CADR/W = 3.2) | Proposal # 5 (CADR/W = 3.3) | ENERGY STAR Manufacturing Partner Brands | Non-ENERGY STAR | ENERGY STAR | Proposal # 1 (CADR/W = 2.7) | Proposal # 2 (CADR/W = 2.9) | Proposal # 3 (CADR/W = 3.0) | Proposal # 4 (CADR/W = 3.1) | Proposal # 5 (CADR/W = 3.2) | ENERGY STAR Manufacturing Partner Brands | Non-ENERGY STAR | ENERGY STAR | Proposal # 1 | Proposal # 2 | Proposal # 3 | Proposal # 4 | Proposal # 5
Aerus |  | #REF! | #REF! | #REF! | #REF! | #REF! | #REF! | Aerus |  | #REF! | #REF! | #REF! | #REF! | #REF! | #REF! | Aerus |  | #REF! | #REF! | #REF! | #REF! | #REF! | #REF! | Aerus |  | #REF! | #REF! | #REF! | #REF! | #REF! | #REF! | Aerus |  | #REF! | #REF! | #REF! | #REF! | #REF! | #REF!
Airgle |  | #REF! | #REF! | #REF! | #REF! | #REF! | #REF! | Airgle |  | #REF! | #REF! | #REF! | #REF! | #REF! | #REF! | Airgle |  | #REF! | #REF! | #REF! | #REF! | #REF! | #REF! | Airgle |  | #REF! | #REF! | #REF! | #REF! | #REF! | #REF! | Airgle |  | #REF! | #REF! | #REF! | #REF! | #REF! | #REF!
AIRMEGA |  | #REF! | #REF! | #REF! | #REF! | #REF! | #REF! | AIRMEGA |  | #REF! | #REF! | #REF! | #REF! | #REF! | #REF! | AIRMEGA |  | #REF! | #REF! | #REF! | #REF! | #REF! | #REF! | AIRMEGA |  | #REF! | #REF! | #REF! | #REF! | #REF! | #REF! | AIRMEGA |  | #REF! | #REF! | #REF! | #REF! | #REF! | #REF!
Alen |  | #REF! | #REF! | #REF! | #REF! | #REF! | #REF! | Alen |  | #REF! | #REF! | #REF! | #REF! | #REF! | #REF! | Alen |  | #REF! | #REF! | #REF! | #REF! | #REF! | #REF! | Alen |  | #REF! | #REF! | #REF! | #REF! | #REF! | #REF! | Alen |  | #REF! | #REF! | #REF! | #REF! | #REF! | #REF!
Allergy Pro |  | #REF! | #REF! | #REF! | #REF! | #REF! | #REF! | Allergy Pro |  | #REF! | #REF! | #REF! | #REF! | #REF! | #REF! | Allergy Pro |  | #REF! | #REF! | #REF! | #REF! | #REF! | #REF! | Allergy Pro |  | #REF! | #REF! | #REF! | #REF! | #REF! | #REF! | Allergy Pro |  | #REF! | #REF! | #REF! | #REF! | #REF! | #REF!
Atmosphere |  | #REF! | #REF! | #REF! | #REF! | #REF! | #REF! | Atmosphere |  | #REF! | #REF! | #REF! | #REF! | #REF! | #REF! | Atmosphere |  | #REF! | #REF! | #REF! | #REF! | #REF! | #REF! | Atmosphere |  | #REF! | #REF! | #REF! | #REF! | #REF! | #REF! | Atmosphere |  | #REF! | #REF! | #REF! | #REF! | #REF! | #REF!
BeneLife |  | #REF! | #REF! | #REF! | #REF! | #REF! | #REF! | BeneLife |  | #REF! | #REF! | #REF! | #REF! | #REF! | #REF! | BeneLife |  | #REF! | #REF! | #REF! | #REF! | #REF! | #REF! | BeneLife |  | #REF! | #REF! | #REF! | #REF! | #REF! | #REF! | BeneLife |  | #REF! | #REF! | #REF! | #REF! | #REF! | #REF!
Bionaire |  | #REF! | #REF! | #REF! | #REF! | #REF! | #REF! | Bionaire |  | #REF! | #REF! | #REF! | #REF! | #REF! | #REF! | Bionaire |  | #REF! | #REF! | #REF! | #REF! | #REF! | #REF! | Bionaire |  | #REF! | #REF! | #REF! | #REF! | #REF! | #REF! | Bionaire |  | #REF! | #REF! | #REF! | #REF! | #REF! | #REF!
BLUE |  | #REF! | #REF! | #REF! | #REF! | #REF! | #REF! | BLUE |  | #REF! | #REF! | #REF! | #REF! | #REF! | #REF! | BLUE |  | #REF! | #REF! | #REF! | #REF! | #REF! | #REF! | BLUE |  | #REF! | #REF! | #REF! | #REF! | #REF! | #REF! | BLUE |  | #REF! | #REF! | #REF! | #REF! | #REF! | #REF!
Blueair |  | #REF! | #REF! | #REF! | #REF! | #REF! | #REF! | Blueair |  | #REF! | #REF! | #REF! | #REF! | #REF! | #REF! | Blueair |  | #REF! | #REF! | #REF! | #REF! | #REF! | #REF! | Blueair |  | #REF! | #REF! | #REF! | #REF! | #REF! | #REF! | Blueair |  | #REF! | #REF! | #REF! | #REF! | #REF! | #REF!
Blueair Aerus |  | #REF! | #REF! | #REF! | #REF! | #REF! | #REF! | Blueair Aerus |  | #REF! | #REF! | #REF! | #REF! | #REF! | #REF! | Blueair Aerus |  | #REF! | #REF! | #REF! | #REF! | #REF! | #REF! | Blueair Aerus |  | #REF! | #REF! | #REF! | #REF! | #REF! | #REF! | Blueair Aerus |  | #REF! | #REF! | #REF! | #REF! | #REF! | #REF!
Boneco |  | #REF! | #REF! | #REF! | #REF! | #REF! | #REF! | Boneco |  | #REF! | #REF! | #REF! | #REF! | #REF! | #REF! | Boneco |  | #REF! | #REF! | #REF! | #REF! | #REF! | #REF! | Boneco |  | #REF! | #REF! | #REF! | #REF! | #REF! | #REF! | Boneco |  | #REF! | #REF! | #REF! | #REF! | #REF! | #REF!
Brondell |  | #REF! | #REF! | #REF! | #REF! | #REF! | #REF! | Brondell |  | #REF! | #REF! | #REF! | #REF! | #REF! | #REF! | Brondell |  | #REF! | #REF! | #REF! | #REF! | #REF! | #REF! | Brondell |  | #REF! | #REF! | #REF! | #REF! | #REF! | #REF! | Brondell |  | #REF! | #REF! | #REF! | #REF! | #REF! | #REF!
Coway |  | #REF! | #REF! | #REF! | #REF! | #REF! | #REF! | Coway |  | #REF! | #REF! | #REF! | #REF! | #REF! | #REF! | Coway |  | #REF! | #REF! | #REF! | #REF! | #REF! | #REF! | Coway |  | #REF! | #REF! | #REF! | #REF! | #REF! | #REF! | Coway |  | #REF! | #REF! | #REF! | #REF! | #REF! | #REF!
Coway, Cairs |  | #REF! | #REF! | #REF! | #REF! | #REF! | #REF! | Coway, Cairs |  | #REF! | #REF! | #REF! | #REF! | #REF! | #REF! | Coway, Cairs |  | #REF! | #REF! | #REF! | #REF! | #REF! | #REF! | Coway, Cairs |  | #REF! | #REF! | #REF! | #REF! | #REF! | #REF! | Coway, Cairs |  | #REF! | #REF! | #REF! | #REF! | #REF! | #REF!
Electrolux |  | #REF! | #REF! | #REF! | #REF! | #REF! | #REF! | Electrolux |  | #REF! | #REF! | #REF! | #REF! | #REF! | #REF! | Electrolux |  | #REF! | #REF! | #REF! | #REF! | #REF! | #REF! | Electrolux |  | #REF! | #REF! | #REF! | #REF! | #REF! | #REF! | Electrolux |  | #REF! | #REF! | #REF! | #REF! | #REF! | #REF!
Envion |  | #REF! | #REF! | #REF! | #REF! | #REF! | #REF! | Envion |  | #REF! | #REF! | #REF! | #REF! | #REF! | #REF! | Envion |  | #REF! | #REF! | #REF! | #REF! | #REF! | #REF! | Envion |  | #REF! | #REF! | #REF! | #REF! | #REF! | #REF! | Envion |  | #REF! | #REF! | #REF! | #REF! | #REF! | #REF!
Febreze |  | #REF! | #REF! | #REF! | #REF! | #REF! | #REF! | Febreze |  | #REF! | #REF! | #REF! | #REF! | #REF! | #REF! | Febreze |  | #REF! | #REF! | #REF! | #REF! | #REF! | #REF! | Febreze |  | #REF! | #REF! | #REF! | #REF! | #REF! | #REF! | Febreze |  | #REF! | #REF! | #REF! | #REF! | #REF! | #REF!
Fellowes |  | #REF! | #REF! | #REF! | #REF! | #REF! | #REF! | Fellowes |  | #REF! | #REF! | #REF! | #REF! | #REF! | #REF! | Fellowes |  | #REF! | #REF! | #REF! | #REF! | #REF! | #REF! | Fellowes |  | #REF! | #REF! | #REF! | #REF! | #REF! | #REF! | Fellowes |  | #REF! | #REF! | #REF! | #REF! | #REF! | #REF!
Filtrete |  | #REF! | #REF! | #REF! | #REF! | #REF! | #REF! | Filtrete |  | #REF! | #REF! | #REF! | #REF! | #REF! | #REF! | Filtrete |  | #REF! | #REF! | #REF! | #REF! | #REF! | #REF! | Filtrete |  | #REF! | #REF! | #REF! | #REF! | #REF! | #REF! | Filtrete |  | #REF! | #REF! | #REF! | #REF! | #REF! | #REF!
Friedrich |  | #REF! | #REF! | #REF! | #REF! | #REF! | #REF! | Friedrich |  | #REF! | #REF! | #REF! | #REF! | #REF! | #REF! | Friedrich |  | #REF! | #REF! | #REF! | #REF! | #REF! | #REF! | Friedrich |  | #REF! | #REF! | #REF! | #REF! | #REF! | #REF! | Friedrich |  | #REF! | #REF! | #REF! | #REF! | #REF! | #REF!
Frigidaire |  | #REF! | #REF! | #REF! | #REF! | #REF! | #REF! | Frigidaire |  | #REF! | #REF! | #REF! | #REF! | #REF! | #REF! | Frigidaire |  | #REF! | #REF! | #REF! | #REF! | #REF! | #REF! | Frigidaire |  | #REF! | #REF! | #REF! | #REF! | #REF! | #REF! | Frigidaire |  | #REF! | #REF! | #REF! | #REF! | #REF! | #REF!
GermGuardian |  | #REF! | #REF! | #REF! | #REF! | #REF! | #REF! | GermGuardian |  | #REF! | #REF! | #REF! | #REF! | #REF! | #REF! | GermGuardian |  | #REF! | #REF! | #REF! | #REF! | #REF! | #REF! | GermGuardian |  | #REF! | #REF! | #REF! | #REF! | #REF! | #REF! | GermGuardian |  | #REF! | #REF! | #REF! | #REF! | #REF! | #REF!
Holmes |  | #REF! | #REF! | #REF! | #REF! | #REF! | #REF! | Holmes |  | #REF! | #REF! | #REF! | #REF! | #REF! | #REF! | Holmes |  | #REF! | #REF! | #REF! | #REF! | #REF! | #REF! | Holmes |  | #REF! | #REF! | #REF! | #REF! | #REF! | #REF! | Holmes |  | #REF! | #REF! | #REF! | #REF! | #REF! | #REF!
HOMEDICS |  | #REF! | #REF! | #REF! | #REF! | #REF! | #REF! | HOMEDICS |  | #REF! | #REF! | #REF! | #REF! | #REF! | #REF! | HOMEDICS |  | #REF! | #REF! | #REF! | #REF! | #REF! | #REF! | HOMEDICS |  | #REF! | #REF! | #REF! | #REF! | #REF! | #REF! | HOMEDICS |  | #REF! | #REF! | #REF! | #REF! | #REF! | #REF!
HomeTrends |  | #REF! | #REF! | #REF! | #REF! | #REF! | #REF! | HomeTrends |  | #REF! | #REF! | #REF! | #REF! | #REF! | #REF! | HomeTrends |  | #REF! | #REF! | #REF! | #REF! | #REF! | #REF! | HomeTrends |  | #REF! | #REF! | #REF! | #REF! | #REF! | #REF! | HomeTrends |  | #REF! | #REF! | #REF! | #REF! | #REF! | #REF!
Honeywell |  | #REF! | #REF! | #REF! | #REF! | #REF! | #REF! | Honeywell |  | #REF! | #REF! | #REF! | #REF! | #REF! | #REF! | Honeywell |  | #REF! | #REF! | #REF! | #REF! | #REF! | #REF! | Honeywell |  | #REF! | #REF! | #REF! | #REF! | #REF! | #REF! | Honeywell |  | #REF! | #REF! | #REF! | #REF! | #REF! | #REF!
IDEAL |  | #REF! | #REF! | #REF! | #REF! | #REF! | #REF! | IDEAL |  | #REF! | #REF! | #REF! | #REF! | #REF! | #REF! | IDEAL |  | #REF! | #REF! | #REF! | #REF! | #REF! | #REF! | IDEAL |  | #REF! | #REF! | #REF! | #REF! | #REF! | #REF! | IDEAL |  | #REF! | #REF! | #REF! | #REF! | #REF! | #REF!
Idylis |  | #REF! | #REF! | #REF! | #REF! | #REF! | #REF! | Idylis |  | #REF! | #REF! | #REF! | #REF! | #REF! | #REF! | Idylis |  | #REF! | #REF! | #REF! | #REF! | #REF! | #REF! | Idylis |  | #REF! | #REF! | #REF! | #REF! | #REF! | #REF! | Idylis |  | #REF! | #REF! | #REF! | #REF! | #REF! | #REF!
Intellipure |  | #REF! | #REF! | #REF! | #REF! | #REF! | #REF! | Intellipure |  | #REF! | #REF! | #REF! | #REF! | #REF! | #REF! | Intellipure |  | #REF! | #REF! | #REF! | #REF! | #REF! | #REF! | Intellipure |  | #REF! | #REF! | #REF! | #REF! | #REF! | #REF! | Intellipure |  | #REF! | #REF! | #REF! | #REF! | #REF! | #REF!
Ionic Comfort |  | #REF! | #REF! | #REF! | #REF! | #REF! | #REF! | Ionic Comfort |  | #REF! | #REF! | #REF! | #REF! | #REF! | #REF! | Ionic Comfort |  | #REF! | #REF! | #REF! | #REF! | #REF! | #REF! | Ionic Comfort |  | #REF! | #REF! | #REF! | #REF! | #REF! | #REF! | Ionic Comfort |  | #REF! | #REF! | #REF! | #REF! | #REF! | #REF!
Ionic Comfort Plus |  | #REF! | #REF! | #REF! | #REF! | #REF! | #REF! | Ionic Comfort Plus |  | #REF! | #REF! | #REF! | #REF! | #REF! | #REF! | Ionic Comfort Plus |  | #REF! | #REF! | #REF! | #REF! | #REF! | #REF! | Ionic Comfort Plus |  | #REF! | #REF! | #REF! | #REF! | #REF! | #REF! | Ionic Comfort Plus |  | #REF! | #REF! | #REF! | #REF! | #REF! | #REF!
Ionic Pro Platinum |  | #REF! | #REF! | #REF! | #REF! | #REF! | #REF! | Ionic Pro Platinum |  | #REF! | #REF! | #REF! | #REF! | #REF! | #REF! | Ionic Pro Platinum |  | #REF! | #REF! | #REF! | #REF! | #REF! | #REF! | Ionic Pro Platinum |  | #REF! | #REF! | #REF! | #REF! | #REF! | #REF! | Ionic Pro Platinum |  | #REF! | #REF! | #REF! | #REF! | #REF! | #REF!
IQAir |  | #REF! | #REF! | #REF! | #REF! | #REF! | #REF! | IQAir |  | #REF! | #REF! | #REF! | #REF! | #REF! | #REF! | IQAir |  | #REF! | #REF! | #REF! | #REF! | #REF! | #REF! | IQAir |  | #REF! | #REF! | #REF! | #REF! | #REF! | #REF! | IQAir |  | #REF! | #REF! | #REF! | #REF! | #REF! | #REF!
Kenmore |  | #REF! | #REF! | #REF! | #REF! | #REF! | #REF! | Kenmore |  | #REF! | #REF! | #REF! | #REF! | #REF! | #REF! | Kenmore |  | #REF! | #REF! | #REF! | #REF! | #REF! | #REF! | Kenmore |  | #REF! | #REF! | #REF! | #REF! | #REF! | #REF! | Kenmore |  | #REF! | #REF! | #REF! | #REF! | #REF! | #REF!
KoolCoh |  | #REF! | #REF! | #REF! | #REF! | #REF! | #REF! | KoolCoh |  | #REF! | #REF! | #REF! | #REF! | #REF! | #REF! | KoolCoh |  | #REF! | #REF! | #REF! | #REF! | #REF! | #REF! | KoolCoh |  | #REF! | #REF! | #REF! | #REF! | #REF! | #REF! | KoolCoh |  | #REF! | #REF! | #REF! | #REF! | #REF! | #REF!
Lasko |  | #REF! | #REF! | #REF! | #REF! | #REF! | #REF! | Lasko |  | #REF! | #REF! | #REF! | #REF! | #REF! | #REF! | Lasko |  | #REF! | #REF! | #REF! | #REF! | #REF! | #REF! | Lasko |  | #REF! | #REF! | #REF! | #REF! | #REF! | #REF! | Lasko |  | #REF! | #REF! | #REF! | #REF! | #REF! | #REF!
LG |  | #REF! | #REF! | #REF! | #REF! | #REF! | #REF! | LG |  | #REF! | #REF! | #REF! | #REF! | #REF! | #REF! | LG |  | #REF! | #REF! | #REF! | #REF! | #REF! | #REF! | LG |  | #REF! | #REF! | #REF! | #REF! | #REF! | #REF! | LG |  | #REF! | #REF! | #REF! | #REF! | #REF! | #REF!
Life Cell |  | #REF! | #REF! | #REF! | #REF! | #REF! | #REF! | Life Cell |  | #REF! | #REF! | #REF! | #REF! | #REF! | #REF! | Life Cell |  | #REF! | #REF! | #REF! | #REF! | #REF! | #REF! | Life Cell |  | #REF! | #REF! | #REF! | #REF! | #REF! | #REF! | Life Cell |  | #REF! | #REF! | #REF! | #REF! | #REF! | #REF!
LUX |  | #REF! | #REF! | #REF! | #REF! | #REF! | #REF! | LUX |  | #REF! | #REF! | #REF! | #REF! | #REF! | #REF! | LUX |  | #REF! | #REF! | #REF! | #REF! | #REF! | #REF! | LUX |  | #REF! | #REF! | #REF! | #REF! | #REF! | #REF! | LUX |  | #REF! | #REF! | #REF! | #REF! | #REF! | #REF!
Master Craft |  | #REF! | #REF! | #REF! | #REF! | #REF! | #REF! | Master Craft |  | #REF! | #REF! | #REF! | #REF! | #REF! | #REF! | Master Craft |  | #REF! | #REF! | #REF! | #REF! | #REF! | #REF! | Master Craft |  | #REF! | #REF! | #REF! | #REF! | #REF! | #REF! | Master Craft |  | #REF! | #REF! | #REF! | #REF! | #REF! | #REF!
Nectar |  | #REF! | #REF! | #REF! | #REF! | #REF! | #REF! | Nectar |  | #REF! | #REF! | #REF! | #REF! | #REF! | #REF! | Nectar |  | #REF! | #REF! | #REF! | #REF! | #REF! | #REF! | Nectar |  | #REF! | #REF! | #REF! | #REF! | #REF! | #REF! | Nectar |  | #REF! | #REF! | #REF! | #REF! | #REF! | #REF!
NUK |  | #REF! | #REF! | #REF! | #REF! | #REF! | #REF! | NUK |  | #REF! | #REF! | #REF! | #REF! | #REF! | #REF! | NUK |  | #REF! | #REF! | #REF! | #REF! | #REF! | #REF! | NUK |  | #REF! | #REF! | #REF! | #REF! | #REF! | #REF! | NUK |  | #REF! | #REF! | #REF! | #REF! | #REF! | #REF!
ORANSI |  | #REF! | #REF! | #REF! | #REF! | #REF! | #REF! | ORANSI |  | #REF! | #REF! | #REF! | #REF! | #REF! | #REF! | ORANSI |  | #REF! | #REF! | #REF! | #REF! | #REF! | #REF! | ORANSI |  | #REF! | #REF! | #REF! | #REF! | #REF! | #REF! | ORANSI |  | #REF! | #REF! | #REF! | #REF! | #REF! | #REF!
Oreck |  | #REF! | #REF! | #REF! | #REF! | #REF! | #REF! | Oreck |  | #REF! | #REF! | #REF! | #REF! | #REF! | #REF! | Oreck |  | #REF! | #REF! | #REF! | #REF! | #REF! | #REF! | Oreck |  | #REF! | #REF! | #REF! | #REF! | #REF! | #REF! | Oreck |  | #REF! | #REF! | #REF! | #REF! | #REF! | #REF!
Philips |  | #REF! | #REF! | #REF! | #REF! | #REF! | #REF! | Philips |  | #REF! | #REF! | #REF! | #REF! | #REF! | #REF! | Philips |  | #REF! | #REF! | #REF! | #REF! | #REF! | #REF! | Philips |  | #REF! | #REF! | #REF! | #REF! | #REF! | #REF! | Philips |  | #REF! | #REF! | #REF! | #REF! | #REF! | #REF!
Pure Ion Pro |  | #REF! | #REF! | #REF! | #REF! | #REF! | #REF! | Pure Ion Pro |  | #REF! | #REF! | #REF! | #REF! | #REF! | #REF! | Pure Ion Pro |  | #REF! | #REF! | #REF! | #REF! | #REF! | #REF! | Pure Ion Pro |  | #REF! | #REF! | #REF! | #REF! | #REF! | #REF! | Pure Ion Pro |  | #REF! | #REF! | #REF! | #REF! | #REF! | #REF!
PureGuardian |  | #REF! | #REF! | #REF! | #REF! | #REF! | #REF! | PureGuardian |  | #REF! | #REF! | #REF! | #REF! | #REF! | #REF! | PureGuardian |  | #REF! | #REF! | #REF! | #REF! | #REF! | #REF! | PureGuardian |  | #REF! | #REF! | #REF! | #REF! | #REF! | #REF! | PureGuardian |  | #REF! | #REF! | #REF! | #REF! | #REF! | #REF!
Rabbit Air |  | #REF! | #REF! | #REF! | #REF! | #REF! | #REF! | Rabbit Air |  | #REF! | #REF! | #REF! | #REF! | #REF! | #REF! | Rabbit Air |  | #REF! | #REF! | #REF! | #REF! | #REF! | #REF! | Rabbit Air |  | #REF! | #REF! | #REF! | #REF! | #REF! | #REF! | Rabbit Air |  | #REF! | #REF! | #REF! | #REF! | #REF! | #REF!
RevitalAir |  | #REF! | #REF! | #REF! | #REF! | #REF! | #REF! | RevitalAir |  | #REF! | #REF! | #REF! | #REF! | #REF! | #REF! | RevitalAir |  | #REF! | #REF! | #REF! | #REF! | #REF! | #REF! | RevitalAir |  | #REF! | #REF! | #REF! | #REF! | #REF! | #REF! | RevitalAir |  | #REF! | #REF! | #REF! | #REF! | #REF! | #REF!
ROWENTA |  | #REF! | #REF! | #REF! | #REF! | #REF! | #REF! | ROWENTA |  | #REF! | #REF! | #REF! | #REF! | #REF! | #REF! | ROWENTA |  | #REF! | #REF! | #REF! | #REF! | #REF! | #REF! | ROWENTA |  | #REF! | #REF! | #REF! | #REF! | #REF! | #REF! | ROWENTA |  | #REF! | #REF! | #REF! | #REF! | #REF! | #REF!
Sharp |  | #REF! | #REF! | #REF! | #REF! | #REF! | #REF! | Sharp |  | #REF! | #REF! | #REF! | #REF! | #REF! | #REF! | Sharp |  | #REF! | #REF! | #REF! | #REF! | #REF! | #REF! | Sharp |  | #REF! | #REF! | #REF! | #REF! | #REF! | #REF! | Sharp |  | #REF! | #REF! | #REF! | #REF! | #REF! | #REF!
SheerAIRE |  | #REF! | #REF! | #REF! | #REF! | #REF! | #REF! | SheerAIRE |  | #REF! | #REF! | #REF! | #REF! | #REF! | #REF! | SheerAIRE |  | #REF! | #REF! | #REF! | #REF! | #REF! | #REF! | SheerAIRE |  | #REF! | #REF! | #REF! | #REF! | #REF! | #REF! | SheerAIRE |  | #REF! | #REF! | #REF! | #REF! | #REF! | #REF!
Therapure |  | #REF! | #REF! | #REF! | #REF! | #REF! | #REF! | Therapure |  | #REF! | #REF! | #REF! | #REF! | #REF! | #REF! | Therapure |  | #REF! | #REF! | #REF! | #REF! | #REF! | #REF! | Therapure |  | #REF! | #REF! | #REF! | #REF! | #REF! | #REF! | Therapure |  | #REF! | #REF! | #REF! | #REF! | #REF! | #REF!
Whirlpool |  | #REF! | #REF! | #REF! | #REF! | #REF! | #REF! | Whirlpool |  | #REF! | #REF! | #REF! | #REF! | #REF! | #REF! | Whirlpool |  | #REF! | #REF! | #REF! | #REF! | #REF! | #REF! | Whirlpool |  | #REF! | #REF! | #REF! | #REF! | #REF! | #REF! | Whirlpool |  | #REF! | #REF! | #REF! | #REF! | #REF! | #REF!
Winix |  | #REF! | #REF! | #REF! | #REF! | #REF! | #REF! | Winix |  | #REF! | #REF! | #REF! | #REF! | #REF! | #REF! | Winix |  | #REF! | #REF! | #REF! | #REF! | #REF! | #REF! | Winix |  | #REF! | #REF! | #REF! | #REF! | #REF! | #REF! | Winix |  | #REF! | #REF! | #REF! | #REF! | #REF! | #REF!
Wood's |  | #REF! | #REF! | #REF! | #REF! | #REF! | #REF! | Wood's |  | #REF! | #REF! | #REF! | #REF! | #REF! | #REF! | Wood's |  | #REF! | #REF! | #REF! | #REF! | #REF! | #REF! | Wood's |  | #REF! | #REF! | #REF! | #REF! | #REF! | #REF! | Wood's |  | #REF! | #REF! | #REF! | #REF! | #REF! | #REF!
Non-ES Models | #REF! | #REF! | #REF! | #REF! | #REF! | #REF! | #REF! | Non-ES Models | #REF! | #REF! | #REF! | #REF! | #REF! | #REF! | #REF! | Non-ES Models | #REF! | #REF! | #REF! | #REF! | #REF! | #REF! | #REF! | Non-ES Models | #REF! | #REF! | #REF! | #REF! | #REF! | #REF! | #REF! | Non-ES Models | #REF! | #REF! | #REF! | #REF! | #REF! | #REF! | #REF!
Totals | #REF! | #REF! | #REF! | #REF! | #REF! | #REF! | #REF! | Totals | #REF! | #REF! | #REF! | #REF! | #REF! | #REF! | #REF! | Totals | #REF! | #REF! | #REF! | #REF! | #REF! | #REF! | #REF! | Totals | #REF! | #REF! | #REF! | #REF! | #REF! | #REF! | #REF! | Totals | #REF! | #REF! | #REF! | #REF! | #REF! | #REF! | #REF!
Pass Rate |  | #REF! | #REF! | #REF! | #REF! | #REF! | #REF! | Pass Rate |  | #REF! | #REF! | #REF! | #REF! | #REF! | #REF! | Pass Rate |  | #REF! | #REF! | #REF! | #REF! | #REF! | #REF! | Pass Rate |  | #REF! | #REF! | #REF! | #REF! | #REF! | #REF! | Pass Rate |  | #REF! | #REF! | #REF! | #REF! | #REF! | #REF!
Count of Brands |  | 0 | 0 | 0 | 0 | 0 | 0 | Count of Brands |  | 0 | 0 | 0 | 0 | 0 | 0 | Count of Brands |  | 0 | 0 | 0 | 0 | 0 | 0 | Count of Brands |  | 0 | 0 | 0 | 0 | 0 | 0 | Count of Brands |  | 0 | 0 | 0 | 0 | 0 | 0

## V2.0 Proposals w Standby (hidden)
Smoke CADR/W (Consistant Proposal Levels) | [7 empty] | Smoke CADR/W (Consistant Proposal Levels) | [7 empty] | Smoke CADR/W (Consistant Proposal Levels) | [7 empty] | Smoke CADR/W (Consistant Proposal Levels) | [7 empty] | Smoke CADR/W (Consistant Proposal Levels)
CADR < 100 | [7 empty] | 100 =< CADR < 150 | [7 empty] | 150 =< CADR < 200 | [7 empty] | 200 <= CADR | [7 empty] | All
ENERGY STAR Manufacturing Partner Brands | Non-ENERGY STAR | ENERGY STAR | Proposal # 1 (CADR/W = 2.0) | Proposal # 2 (CADR/W = 2.1) | Proposal # 3 (CADR/W = 2.3) | Proposal # 4 (CADR/W = 2.5) | Proposal # 5 (CADR/W = 3.0) | ENERGY STAR Manufacturing Partner Brands | Non-ENERGY STAR | ENERGY STAR | Proposal # 1 (CADR/W = 2.0) | Proposal # 2 (CADR/W = 2.1) | Proposal # 3 (CADR/W = 2.3) | Proposal # 4 (CADR/W = 2.5) | Proposal # 5 (CADR/W = 3.0) | ENERGY STAR Manufacturing Partner Brands | Non-ENERGY STAR | ENERGY STAR | Proposal # 1 (CADR/W = 2.0) | Proposal # 2 (CADR/W = 2.1) | Proposal # 3 (CADR/W = 2.3) | Proposal # 4 (CADR/W = 2.5) | Proposal # 5 (CADR/W = 3.0) | ENERGY STAR Manufacturing Partner Brands | Non-ENERGY STAR | ENERGY STAR | Proposal # 1 (CADR/W = 2.0) | Proposal # 2 (CADR/W = 2.1) | Proposal # 3 (CADR/W = 2.3) | Proposal # 4 (CADR/W = 2.5) | Proposal # 5 (CADR/W = 3.0) | ENERGY STAR Manufacturing Partner Brands | Non-ENERGY STAR | ENERGY STAR | Proposal # 1 (CADR/W = 2.0) | Proposal # 2 (CADR/W = 2.1) | Proposal # 3 (CADR/W = 2.3) | Proposal # 4 (CADR/W = 2.5) | Proposal # 5 (CADR/W = 3.0)
Aerus |  | #REF! | #REF! | #REF! | #REF! | #REF! | #REF! | Aerus |  | #REF! | #REF! | #REF! | #REF! | #REF! | #REF! | Aerus |  | #REF! | #REF! | #REF! | #REF! | #REF! | #REF! | Aerus |  | #REF! | #REF! | #REF! | #REF! | #REF! | #REF! | Aerus |  | #REF! | #REF! | #REF! | #REF! | #REF! | #REF!
Airgle |  | #REF! | #REF! | #REF! | #REF! | #REF! | #REF! | Airgle |  | #REF! | #REF! | #REF! | #REF! | #REF! | #REF! | Airgle |  | #REF! | #REF! | #REF! | #REF! | #REF! | #REF! | Airgle |  | #REF! | #REF! | #REF! | #REF! | #REF! | #REF! | Airgle |  | #REF! | #REF! | #REF! | #REF! | #REF! | #REF!
AIRMEGA |  | #REF! | #REF! | #REF! | #REF! | #REF! | #REF! | AIRMEGA |  | #REF! | #REF! | #REF! | #REF! | #REF! | #REF! | AIRMEGA |  | #REF! | #REF! | #REF! | #REF! | #REF! | #REF! | AIRMEGA |  | #REF! | #REF! | #REF! | #REF! | #REF! | #REF! | AIRMEGA |  | #REF! | #REF! | #REF! | #REF! | #REF! | #REF!
Alen |  | #REF! | #REF! | #REF! | #REF! | #REF! | #REF! | Alen |  | #REF! | #REF! | #REF! | #REF! | #REF! | #REF! | Alen |  | #REF! | #REF! | #REF! | #REF! | #REF! | #REF! | Alen |  | #REF! | #REF! | #REF! | #REF! | #REF! | #REF! | Alen |  | #REF! | #REF! | #REF! | #REF! | #REF! | #REF!
Allergy Pro |  | #REF! | #REF! | #REF! | #REF! | #REF! | #REF! | Allergy Pro |  | #REF! | #REF! | #REF! | #REF! | #REF! | #REF! | Allergy Pro |  | #REF! | #REF! | #REF! | #REF! | #REF! | #REF! | Allergy Pro |  | #REF! | #REF! | #REF! | #REF! | #REF! | #REF! | Allergy Pro |  | #REF! | #REF! | #REF! | #REF! | #REF! | #REF!
Atmosphere |  | #REF! | #REF! | #REF! | #REF! | #REF! | #REF! | Atmosphere |  | #REF! | #REF! | #REF! | #REF! | #REF! | #REF! | Atmosphere |  | #REF! | #REF! | #REF! | #REF! | #REF! | #REF! | Atmosphere |  | #REF! | #REF! | #REF! | #REF! | #REF! | #REF! | Atmosphere |  | #REF! | #REF! | #REF! | #REF! | #REF! | #REF!
BeneLife |  | #REF! | #REF! | #REF! | #REF! | #REF! | #REF! | BeneLife |  | #REF! | #REF! | #REF! | #REF! | #REF! | #REF! | BeneLife |  | #REF! | #REF! | #REF! | #REF! | #REF! | #REF! | BeneLife |  | #REF! | #REF! | #REF! | #REF! | #REF! | #REF! | BeneLife |  | #REF! | #REF! | #REF! | #REF! | #REF! | #REF!
Bionaire |  | #REF! | #REF! | #REF! | #REF! | #REF! | #REF! | Bionaire |  | #REF! | #REF! | #REF! | #REF! | #REF! | #REF! | Bionaire |  | #REF! | #REF! | #REF! | #REF! | #REF! | #REF! | Bionaire |  | #REF! | #REF! | #REF! | #REF! | #REF! | #REF! | Bionaire |  | #REF! | #REF! | #REF! | #REF! | #REF! | #REF!
BLUE |  | #REF! | #REF! | #REF! | #REF! | #REF! | #REF! | BLUE |  | #REF! | #REF! | #REF! | #REF! | #REF! | #REF! | BLUE |  | #REF! | #REF! | #REF! | #REF! | #REF! | #REF! | BLUE |  | #REF! | #REF! | #REF! | #REF! | #REF! | #REF! | BLUE |  | #REF! | #REF! | #REF! | #REF! | #REF! | #REF!
Blueair |  | #REF! | #REF! | #REF! | #REF! | #REF! | #REF! | Blueair |  | #REF! | #REF! | #REF! | #REF! | #REF! | #REF! | Blueair |  | #REF! | #REF! | #REF! | #REF! | #REF! | #REF! | Blueair |  | #REF! | #REF! | #REF! | #REF! | #REF! | #REF! | Blueair |  | #REF! | #REF! | #REF! | #REF! | #REF! | #REF!
Blueair Aerus |  | #REF! | #REF! | #REF! | #REF! | #REF! | #REF! | Blueair Aerus |  | #REF! | #REF! | #REF! | #REF! | #REF! | #REF! | Blueair Aerus |  | #REF! | #REF! | #REF! | #REF! | #REF! | #REF! | Blueair Aerus |  | #REF! | #REF! | #REF! | #REF! | #REF! | #REF! | Blueair Aerus |  | #REF! | #REF! | #REF! | #REF! | #REF! | #REF!
Boneco |  | #REF! | #REF! | #REF! | #REF! | #REF! | #REF! | Boneco |  | #REF! | #REF! | #REF! | #REF! | #REF! | #REF! | Boneco |  | #REF! | #REF! | #REF! | #REF! | #REF! | #REF! | Boneco |  | #REF! | #REF! | #REF! | #REF! | #REF! | #REF! | Boneco |  | #REF! | #REF! | #REF! | #REF! | #REF! | #REF!
Brondell |  | #REF! | #REF! | #REF! | #REF! | #REF! | #REF! | Brondell |  | #REF! | #REF! | #REF! | #REF! | #REF! | #REF! | Brondell |  | #REF! | #REF! | #REF! | #REF! | #REF! | #REF! | Brondell |  | #REF! | #REF! | #REF! | #REF! | #REF! | #REF! | Brondell |  | #REF! | #REF! | #REF! | #REF! | #REF! | #REF!
Coway |  | #REF! | #REF! | #REF! | #REF! | #REF! | #REF! | Coway |  | #REF! | #REF! | #REF! | #REF! | #REF! | #REF! | Coway |  | #REF! | #REF! | #REF! | #REF! | #REF! | #REF! | Coway |  | #REF! | #REF! | #REF! | #REF! | #REF! | #REF! | Coway |  | #REF! | #REF! | #REF! | #REF! | #REF! | #REF!
Coway, Cairs |  | #REF! | #REF! | #REF! | #REF! | #REF! | #REF! | Coway, Cairs |  | #REF! | #REF! | #REF! | #REF! | #REF! | #REF! | Coway, Cairs |  | #REF! | #REF! | #REF! | #REF! | #REF! | #REF! | Coway, Cairs |  | #REF! | #REF! | #REF! | #REF! | #REF! | #REF! | Coway, Cairs |  | #REF! | #REF! | #REF! | #REF! | #REF! | #REF!
Electrolux |  | #REF! | #REF! | #REF! | #REF! | #REF! | #REF! | Electrolux |  | #REF! | #REF! | #REF! | #REF! | #REF! | #REF! | Electrolux |  | #REF! | #REF! | #REF! | #REF! | #REF! | #REF! | Electrolux |  | #REF! | #REF! | #REF! | #REF! | #REF! | #REF! | Electrolux |  | #REF! | #REF! | #REF! | #REF! | #REF! | #REF!
Envion |  | #REF! | #REF! | #REF! | #REF! | #REF! | #REF! | Envion |  | #REF! | #REF! | #REF! | #REF! | #REF! | #REF! | Envion |  | #REF! | #REF! | #REF! | #REF! | #REF! | #REF! | Envion |  | #REF! | #REF! | #REF! | #REF! | #REF! | #REF! | Envion |  | #REF! | #REF! | #REF! | #REF! | #REF! | #REF!
Febreze |  | #REF! | #REF! | #REF! | #REF! | #REF! | #REF! | Febreze |  | #REF! | #REF! | #REF! | #REF! | #REF! | #REF! | Febreze |  | #REF! | #REF! | #REF! | #REF! | #REF! | #REF! | Febreze |  | #REF! | #REF! | #REF! | #REF! | #REF! | #REF! | Febreze |  | #REF! | #REF! | #REF! | #REF! | #REF! | #REF!
Fellowes |  | #REF! | #REF! | #REF! | #REF! | #REF! | #REF! | Fellowes |  | #REF! | #REF! | #REF! | #REF! | #REF! | #REF! | Fellowes |  | #REF! | #REF! | #REF! | #REF! | #REF! | #REF! | Fellowes |  | #REF! | #REF! | #REF! | #REF! | #REF! | #REF! | Fellowes |  | #REF! | #REF! | #REF! | #REF! | #REF! | #REF!
Filtrete |  | #REF! | #REF! | #REF! | #REF! | #REF! | #REF! | Filtrete |  | #REF! | #REF! | #REF! | #REF! | #REF! | #REF! | Filtrete |  | #REF! | #REF! | #REF! | #REF! | #REF! | #REF! | Filtrete |  | #REF! | #REF! | #REF! | #REF! | #REF! | #REF! | Filtrete |  | #REF! | #REF! | #REF! | #REF! | #REF! | #REF!
Friedrich |  | #REF! | #REF! | #REF! | #REF! | #REF! | #REF! | Friedrich |  | #REF! | #REF! | #REF! | #REF! | #REF! | #REF! | Friedrich |  | #REF! | #REF! | #REF! | #REF! | #REF! | #REF! | Friedrich |  | #REF! | #REF! | #REF! | #REF! | #REF! | #REF! | Friedrich |  | #REF! | #REF! | #REF! | #REF! | #REF! | #REF!
Frigidaire |  | #REF! | #REF! | #REF! | #REF! | #REF! | #REF! | Frigidaire |  | #REF! | #REF! | #REF! | #REF! | #REF! | #REF! | Frigidaire |  | #REF! | #REF! | #REF! | #REF! | #REF! | #REF! | Frigidaire |  | #REF! | #REF! | #REF! | #REF! | #REF! | #REF! | Frigidaire |  | #REF! | #REF! | #REF! | #REF! | #REF! | #REF!
GermGuardian |  | #REF! | #REF! | #REF! | #REF! | #REF! | #REF! | GermGuardian |  | #REF! | #REF! | #REF! | #REF! | #REF! | #REF! | GermGuardian |  | #REF! | #REF! | #REF! | #REF! | #REF! | #REF! | GermGuardian |  | #REF! | #REF! | #REF! | #REF! | #REF! | #REF! | GermGuardian |  | #REF! | #REF! | #REF! | #REF! | #REF! | #REF!
Holmes |  | #REF! | #REF! | #REF! | #REF! | #REF! | #REF! | Holmes |  | #REF! | #REF! | #REF! | #REF! | #REF! | #REF! | Holmes |  | #REF! | #REF! | #REF! | #REF! | #REF! | #REF! | Holmes |  | #REF! | #REF! | #REF! | #REF! | #REF! | #REF! | Holmes |  | #REF! | #REF! | #REF! | #REF! | #REF! | #REF!
HOMEDICS |  | #REF! | #REF! | #REF! | #REF! | #REF! | #REF! | HOMEDICS |  | #REF! | #REF! | #REF! | #REF! | #REF! | #REF! | HOMEDICS |  | #REF! | #REF! | #REF! | #REF! | #REF! | #REF! | HOMEDICS |  | #REF! | #REF! | #REF! | #REF! | #REF! | #REF! | HOMEDICS |  | #REF! | #REF! | #REF! | #REF! | #REF! | #REF!
HomeTrends |  | #REF! | #REF! | #REF! | #REF! | #REF! | #REF! | HomeTrends |  | #REF! | #REF! | #REF! | #REF! | #REF! | #REF! | HomeTrends |  | #REF! | #REF! | #REF! | #REF! | #REF! | #REF! | HomeTrends |  | #REF! | #REF! | #REF! | #REF! | #REF! | #REF! | HomeTrends |  | #REF! | #REF! | #REF! | #REF! | #REF! | #REF!
Honeywell |  | #REF! | #REF! | #REF! | #REF! | #REF! | #REF! | Honeywell |  | #REF! | #REF! | #REF! | #REF! | #REF! | #REF! | Honeywell |  | #REF! | #REF! | #REF! | #REF! | #REF! | #REF! | Honeywell |  | #REF! | #REF! | #REF! | #REF! | #REF! | #REF! | Honeywell |  | #REF! | #REF! | #REF! | #REF! | #REF! | #REF!
IDEAL |  | #REF! | #REF! | #REF! | #REF! | #REF! | #REF! | IDEAL |  | #REF! | #REF! | #REF! | #REF! | #REF! | #REF! | IDEAL |  | #REF! | #REF! | #REF! | #REF! | #REF! | #REF! | IDEAL |  | #REF! | #REF! | #REF! | #REF! | #REF! | #REF! | IDEAL |  | #REF! | #REF! | #REF! | #REF! | #REF! | #REF!
Idylis |  | #REF! | #REF! | #REF! | #REF! | #REF! | #REF! | Idylis |  | #REF! | #REF! | #REF! | #REF! | #REF! | #REF! | Idylis |  | #REF! | #REF! | #REF! | #REF! | #REF! | #REF! | Idylis |  | #REF! | #REF! | #REF! | #REF! | #REF! | #REF! | Idylis |  | #REF! | #REF! | #REF! | #REF! | #REF! | #REF!
Intellipure |  | #REF! | #REF! | #REF! | #REF! | #REF! | #REF! | Intellipure |  | #REF! | #REF! | #REF! | #REF! | #REF! | #REF! | Intellipure |  | #REF! | #REF! | #REF! | #REF! | #REF! | #REF! | Intellipure |  | #REF! | #REF! | #REF! | #REF! | #REF! | #REF! | Intellipure |  | #REF! | #REF! | #REF! | #REF! | #REF! | #REF!
Ionic Comfort |  | #REF! | #REF! | #REF! | #REF! | #REF! | #REF! | Ionic Comfort |  | #REF! | #REF! | #REF! | #REF! | #REF! | #REF! | Ionic Comfort |  | #REF! | #REF! | #REF! | #REF! | #REF! | #REF! | Ionic Comfort |  | #REF! | #REF! | #REF! | #REF! | #REF! | #REF! | Ionic Comfort |  | #REF! | #REF! | #REF! | #REF! | #REF! | #REF!
Ionic Comfort Plus |  | #REF! | #REF! | #REF! | #REF! | #REF! | #REF! | Ionic Comfort Plus |  | #REF! | #REF! | #REF! | #REF! | #REF! | #REF! | Ionic Comfort Plus |  | #REF! | #REF! | #REF! | #REF! | #REF! | #REF! | Ionic Comfort Plus |  | #REF! | #REF! | #REF! | #REF! | #REF! | #REF! | Ionic Comfort Plus |  | #REF! | #REF! | #REF! | #REF! | #REF! | #REF!
Ionic Pro Platinum |  | #REF! | #REF! | #REF! | #REF! | #REF! | #REF! | Ionic Pro Platinum |  | #REF! | #REF! | #REF! | #REF! | #REF! | #REF! | Ionic Pro Platinum |  | #REF! | #REF! | #REF! | #REF! | #REF! | #REF! | Ionic Pro Platinum |  | #REF! | #REF! | #REF! | #REF! | #REF! | #REF! | Ionic Pro Platinum |  | #REF! | #REF! | #REF! | #REF! | #REF! | #REF!
IQAir |  | #REF! | #REF! | #REF! | #REF! | #REF! | #REF! | IQAir |  | #REF! | #REF! | #REF! | #REF! | #REF! | #REF! | IQAir |  | #REF! | #REF! | #REF! | #REF! | #REF! | #REF! | IQAir |  | #REF! | #REF! | #REF! | #REF! | #REF! | #REF! | IQAir |  | #REF! | #REF! | #REF! | #REF! | #REF! | #REF!
Kenmore |  | #REF! | #REF! | #REF! | #REF! | #REF! | #REF! | Kenmore |  | #REF! | #REF! | #REF! | #REF! | #REF! | #REF! | Kenmore |  | #REF! | #REF! | #REF! | #REF! | #REF! | #REF! | Kenmore |  | #REF! | #REF! | #REF! | #REF! | #REF! | #REF! | Kenmore |  | #REF! | #REF! | #REF! | #REF! | #REF! | #REF!
KoolCoh |  | #REF! | #REF! | #REF! | #REF! | #REF! | #REF! | KoolCoh |  | #REF! | #REF! | #REF! | #REF! | #REF! | #REF! | KoolCoh |  | #REF! | #REF! | #REF! | #REF! | #REF! | #REF! | KoolCoh |  | #REF! | #REF! | #REF! | #REF! | #REF! | #REF! | KoolCoh |  | #REF! | #REF! | #REF! | #REF! | #REF! | #REF!
Lasko |  | #REF! | #REF! | #REF! | #REF! | #REF! | #REF! | Lasko |  | #REF! | #REF! | #REF! | #REF! | #REF! | #REF! | Lasko |  | #REF! | #REF! | #REF! | #REF! | #REF! | #REF! | Lasko |  | #REF! | #REF! | #REF! | #REF! | #REF! | #REF! | Lasko |  | #REF! | #REF! | #REF! | #REF! | #REF! | #REF!
LG |  | #REF! | #REF! | #REF! | #REF! | #REF! | #REF! | LG |  | #REF! | #REF! | #REF! | #REF! | #REF! | #REF! | LG |  | #REF! | #REF! | #REF! | #REF! | #REF! | #REF! | LG |  | #REF! | #REF! | #REF! | #REF! | #REF! | #REF! | LG |  | #REF! | #REF! | #REF! | #REF! | #REF! | #REF!
Life Cell |  | #REF! | #REF! | #REF! | #REF! | #REF! | #REF! | Life Cell |  | #REF! | #REF! | #REF! | #REF! | #REF! | #REF! | Life Cell |  | #REF! | #REF! | #REF! | #REF! | #REF! | #REF! | Life Cell |  | #REF! | #REF! | #REF! | #REF! | #REF! | #REF! | Life Cell |  | #REF! | #REF! | #REF! | #REF! | #REF! | #REF!
LUX |  | #REF! | #REF! | #REF! | #REF! | #REF! | #REF! | LUX |  | #REF! | #REF! | #REF! | #REF! | #REF! | #REF! | LUX |  | #REF! | #REF! | #REF! | #REF! | #REF! | #REF! | LUX |  | #REF! | #REF! | #REF! | #REF! | #REF! | #REF! | LUX |  | #REF! | #REF! | #REF! | #REF! | #REF! | #REF!
Master Craft |  | #REF! | #REF! | #REF! | #REF! | #REF! | #REF! | Master Craft |  | #REF! | #REF! | #REF! | #REF! | #REF! | #REF! | Master Craft |  | #REF! | #REF! | #REF! | #REF! | #REF! | #REF! | Master Craft |  | #REF! | #REF! | #REF! | #REF! | #REF! | #REF! | Master Craft |  | #REF! | #REF! | #REF! | #REF! | #REF! | #REF!
Nectar |  | #REF! | #REF! | #REF! | #REF! | #REF! | #REF! | Nectar |  | #REF! | #REF! | #REF! | #REF! | #REF! | #REF! | Nectar |  | #REF! | #REF! | #REF! | #REF! | #REF! | #REF! | Nectar |  | #REF! | #REF! | #REF! | #REF! | #REF! | #REF! | Nectar |  | #REF! | #REF! | #REF! | #REF! | #REF! | #REF!
NUK |  | #REF! | #REF! | #REF! | #REF! | #REF! | #REF! | NUK |  | #REF! | #REF! | #REF! | #REF! | #REF! | #REF! | NUK |  | #REF! | #REF! | #REF! | #REF! | #REF! | #REF! | NUK |  | #REF! | #REF! | #REF! | #REF! | #REF! | #REF! | NUK |  | #REF! | #REF! | #REF! | #REF! | #REF! | #REF!
ORANSI |  | #REF! | #REF! | #REF! | #REF! | #REF! | #REF! | ORANSI |  | #REF! | #REF! | #REF! | #REF! | #REF! | #REF! | ORANSI |  | #REF! | #REF! | #REF! | #REF! | #REF! | #REF! | ORANSI |  | #REF! | #REF! | #REF! | #REF! | #REF! | #REF! | ORANSI |  | #REF! | #REF! | #REF! | #REF! | #REF! | #REF!
Oreck |  | #REF! | #REF! | #REF! | #REF! | #REF! | #REF! | Oreck |  | #REF! | #REF! | #REF! | #REF! | #REF! | #REF! | Oreck |  | #REF! | #REF! | #REF! | #REF! | #REF! | #REF! | Oreck |  | #REF! | #REF! | #REF! | #REF! | #REF! | #REF! | Oreck |  | #REF! | #REF! | #REF! | #REF! | #REF! | #REF!
Philips |  | #REF! | #REF! | #REF! | #REF! | #REF! | #REF! | Philips |  | #REF! | #REF! | #REF! | #REF! | #REF! | #REF! | Philips |  | #REF! | #REF! | #REF! | #REF! | #REF! | #REF! | Philips |  | #REF! | #REF! | #REF! | #REF! | #REF! | #REF! | Philips |  | #REF! | #REF! | #REF! | #REF! | #REF! | #REF!
Pure Ion Pro |  | #REF! | #REF! | #REF! | #REF! | #REF! | #REF! | Pure Ion Pro |  | #REF! | #REF! | #REF! | #REF! | #REF! | #REF! | Pure Ion Pro |  | #REF! | #REF! | #REF! | #REF! | #REF! | #REF! | Pure Ion Pro |  | #REF! | #REF! | #REF! | #REF! | #REF! | #REF! | Pure Ion Pro |  | #REF! | #REF! | #REF! | #REF! | #REF! | #REF!
PureGuardian |  | #REF! | #REF! | #REF! | #REF! | #REF! | #REF! | PureGuardian |  | #REF! | #REF! | #REF! | #REF! | #REF! | #REF! | PureGuardian |  | #REF! | #REF! | #REF! | #REF! | #REF! | #REF! | PureGuardian |  | #REF! | #REF! | #REF! | #REF! | #REF! | #REF! | PureGuardian |  | #REF! | #REF! | #REF! | #REF! | #REF! | #REF!
Rabbit Air |  | #REF! | #REF! | #REF! | #REF! | #REF! | #REF! | Rabbit Air |  | #REF! | #REF! | #REF! | #REF! | #REF! | #REF! | Rabbit Air |  | #REF! | #REF! | #REF! | #REF! | #REF! | #REF! | Rabbit Air |  | #REF! | #REF! | #REF! | #REF! | #REF! | #REF! | Rabbit Air |  | #REF! | #REF! | #REF! | #REF! | #REF! | #REF!
RevitalAir |  | #REF! | #REF! | #REF! | #REF! | #REF! | #REF! | RevitalAir |  | #REF! | #REF! | #REF! | #REF! | #REF! | #REF! | RevitalAir |  | #REF! | #REF! | #REF! | #REF! | #REF! | #REF! | RevitalAir |  | #REF! | #REF! | #REF! | #REF! | #REF! | #REF! | RevitalAir |  | #REF! | #REF! | #REF! | #REF! | #REF! | #REF!
ROWENTA |  | #REF! | #REF! | #REF! | #REF! | #REF! | #REF! | ROWENTA |  | #REF! | #REF! | #REF! | #REF! | #REF! | #REF! | ROWENTA |  | #REF! | #REF! | #REF! | #REF! | #REF! | #REF! | ROWENTA |  | #REF! | #REF! | #REF! | #REF! | #REF! | #REF! | ROWENTA |  | #REF! | #REF! | #REF! | #REF! | #REF! | #REF!
Sharp |  | #REF! | #REF! | #REF! | #REF! | #REF! | #REF! | Sharp |  | #REF! | #REF! | #REF! | #REF! | #REF! | #REF! | Sharp |  | #REF! | #REF! | #REF! | #REF! | #REF! | #REF! | Sharp |  | #REF! | #REF! | #REF! | #REF! | #REF! | #REF! | Sharp |  | #REF! | #REF! | #REF! | #REF! | #REF! | #REF!
SheerAIRE |  | #REF! | #REF! | #REF! | #REF! | #REF! | #REF! | SheerAIRE |  | #REF! | #REF! | #REF! | #REF! | #REF! | #REF! | SheerAIRE |  | #REF! | #REF! | #REF! | #REF! | #REF! | #REF! | SheerAIRE |  | #REF! | #REF! | #REF! | #REF! | #REF! | #REF! | SheerAIRE |  | #REF! | #REF! | #REF! | #REF! | #REF! | #REF!
Therapure |  | #REF! | #REF! | #REF! | #REF! | #REF! | #REF! | Therapure |  | #REF! | #REF! | #REF! | #REF! | #REF! | #REF! | Therapure |  | #REF! | #REF! | #REF! | #REF! | #REF! | #REF! | Therapure |  | #REF! | #REF! | #REF! | #REF! | #REF! | #REF! | Therapure |  | #REF! | #REF! | #REF! | #REF! | #REF! | #REF!
Whirlpool |  | #REF! | #REF! | #REF! | #REF! | #REF! | #REF! | Whirlpool |  | #REF! | #REF! | #REF! | #REF! | #REF! | #REF! | Whirlpool |  | #REF! | #REF! | #REF! | #REF! | #REF! | #REF! | Whirlpool |  | #REF! | #REF! | #REF! | #REF! | #REF! | #REF! | Whirlpool |  | #REF! | #REF! | #REF! | #REF! | #REF! | #REF!
Winix |  | #REF! | #REF! | #REF! | #REF! | #REF! | #REF! | Winix |  | #REF! | #REF! | #REF! | #REF! | #REF! | #REF! | Winix |  | #REF! | #REF! | #REF! | #REF! | #REF! | #REF! | Winix |  | #REF! | #REF! | #REF! | #REF! | #REF! | #REF! | Winix |  | #REF! | #REF! | #REF! | #REF! | #REF! | #REF!
Wood's |  | #REF! | #REF! | #REF! | #REF! | #REF! | #REF! | Wood's |  | #REF! | #REF! | #REF! | #REF! | #REF! | #REF! | Wood's |  | #REF! | #REF! | #REF! | #REF! | #REF! | #REF! | Wood's |  | #REF! | #REF! | #REF! | #REF! | #REF! | #REF! | Wood's |  | #REF! | #REF! | #REF! | #REF! | #REF! | #REF!
Non-ES Models | #REF! | #REF! | #REF! | #REF! | #REF! | #REF! | #REF! | Non-ES Models | #REF! | #REF! | #REF! | #REF! | #REF! | #REF! | #REF! | Non-ES Models | #REF! | #REF! | #REF! | #REF! | #REF! | #REF! | #REF! | Non-ES Models | #REF! | #REF! | #REF! | #REF! | #REF! | #REF! | #REF! | Non-ES Models | #REF! | #REF! | #REF! | #REF! | #REF! | #REF! | #REF!
Totals | #REF! | #REF! | #REF! | #REF! | #REF! | #REF! | #REF! | Totals | #REF! | #REF! | #REF! | #REF! | #REF! | #REF! | #REF! | Totals | #REF! | #REF! | #REF! | #REF! | #REF! | #REF! | #REF! | Totals | #REF! | #REF! | #REF! | #REF! | #REF! | #REF! | #REF! | Totals | #REF! | #REF! | #REF! | #REF! | #REF! | #REF! | #REF!
Market Penetration |  | #REF! | #REF! | #REF! | #REF! | #REF! | #REF! | Market Penetration |  | #REF! | #REF! | #REF! | #REF! | #REF! | #REF! | Market Penetration |  | #REF! | #REF! | #REF! | #REF! | #REF! | #REF! | Market Penetration |  | #REF! | #REF! | #REF! | #REF! | #REF! | #REF! | Market Penetration |  | #REF! | #REF! | #REF! | #REF! | #REF! | #REF!
Count of Brands |  | 0 | 0 | 0 | 0 | 0 | 0 | Count of Brands |  | 0 | 0 | 0 | 0 | 0 | 0 | Count of Brands |  | 0 | 0 | 0 | 0 | 0 | 0 | Count of Brands |  | 0 | 0 | 0 | 0 | 0 | 0 | Count of Brands |  | 0 | 0 | 0 | 0 | 0 | 0
Smoke CADR/W (Adjusted Proposal Levels) | [7 empty] | Smoke CADR/W (Adjusted Proposal Levels) | [7 empty] | Smoke CADR/W (Adjusted Proposal Levels) | [7 empty] | Smoke CADR/W (Adjusted Proposal Levels) | [7 empty] | Smoke CADR/W (Adjusted Proposal Levels)
CADR < 100 | [7 empty] | 100 =< CADR < 150 | [7 empty] | 150 =< CADR < 200 | [7 empty] | 200 <= CADR | [7 empty] | All
ENERGY STAR Manufacturing Partner Brands | Non-ENERGY STAR | ENERGY STAR | Proposal # 1 (CADR/W = 1.85) | Proposal # 2 (CADR/W = 1.9) | Proposal # 3 (CADR/W = 2.0) | Proposal # 4 (CADR/W = 2.2) | Proposal # 5 (CADR/W = 2.5) | ENERGY STAR Manufacturing Partner Brands | Non-ENERGY STAR | ENERGY STAR | Proposal # 1 (CADR/W = 2.0) | Proposal # 2 (CADR/W = 2.1) | Proposal # 3 (CADR/W = 2.3) | Proposal # 4 (CADR/W = 2.5) | Proposal # 5 (CADR/W = 4.0) | ENERGY STAR Manufacturing Partner Brands | Non-ENERGY STAR | ENERGY STAR | Proposal # 1 (CADR/W = 2.0) | Proposal # 2 (CADR/W = 2.1) | Proposal # 3 (CADR/W = 2.5) | Proposal # 4 (CADR/W = 3.5) | Proposal # 5 (CADR/W = 4.0) | ENERGY STAR Manufacturing Partner Brands | Non-ENERGY STAR | ENERGY STAR | Proposal # 1 (CADR/W = 2.2) | Proposal # 2 (CADR/W = 2.3) | Proposal # 3 (CADR/W = 2.5) | Proposal # 4 (CADR/W = 3.5) | Proposal # 5 (CADR/W = 4.0) | ENERGY STAR Manufacturing Partner Brands | Non-ENERGY STAR | ENERGY STAR | Proposal # 1 | Proposal # 2 | Proposal # 3 | Proposal # 4 | Proposal # 5
Aerus |  | #REF! | #REF! | #REF! | #REF! | #REF! | #REF! | Aerus |  | #REF! | #REF! | #REF! | #REF! | #REF! | #REF! | Aerus |  | #REF! | #REF! | #REF! | #REF! | #REF! | #REF! | Aerus |  | #REF! | #REF! | #REF! | #REF! | #REF! | #REF! | Aerus |  | #REF! | #REF! | #REF! | #REF! | #REF! | #REF!
Airgle |  | #REF! | #REF! | #REF! | #REF! | #REF! | #REF! | Airgle |  | #REF! | #REF! | #REF! | #REF! | #REF! | #REF! | Airgle |  | #REF! | #REF! | #REF! | #REF! | #REF! | #REF! | Airgle |  | #REF! | #REF! | #REF! | #REF! | #REF! | #REF! | Airgle |  | #REF! | #REF! | #REF! | #REF! | #REF! | #REF!
AIRMEGA |  | #REF! | #REF! | #REF! | #REF! | #REF! | #REF! | AIRMEGA |  | #REF! | #REF! | #REF! | #REF! | #REF! | #REF! | AIRMEGA |  | #REF! | #REF! | #REF! | #REF! | #REF! | #REF! | AIRMEGA |  | #REF! | #REF! | #REF! | #REF! | #REF! | #REF! | AIRMEGA |  | #REF! | #REF! | #REF! | #REF! | #REF! | #REF!
Alen |  | #REF! | #REF! | #REF! | #REF! | #REF! | #REF! | Alen |  | #REF! | #REF! | #REF! | #REF! | #REF! | #REF! | Alen |  | #REF! | #REF! | #REF! | #REF! | #REF! | #REF! | Alen |  | #REF! | #REF! | #REF! | #REF! | #REF! | #REF! | Alen |  | #REF! | #REF! | #REF! | #REF! | #REF! | #REF!
Allergy Pro |  | #REF! | #REF! | #REF! | #REF! | #REF! | #REF! | Allergy Pro |  | #REF! | #REF! | #REF! | #REF! | #REF! | #REF! | Allergy Pro |  | #REF! | #REF! | #REF! | #REF! | #REF! | #REF! | Allergy Pro |  | #REF! | #REF! | #REF! | #REF! | #REF! | #REF! | Allergy Pro |  | #REF! | #REF! | #REF! | #REF! | #REF! | #REF!
Atmosphere |  | #REF! | #REF! | #REF! | #REF! | #REF! | #REF! | Atmosphere |  | #REF! | #REF! | #REF! | #REF! | #REF! | #REF! | Atmosphere |  | #REF! | #REF! | #REF! | #REF! | #REF! | #REF! | Atmosphere |  | #REF! | #REF! | #REF! | #REF! | #REF! | #REF! | Atmosphere |  | #REF! | #REF! | #REF! | #REF! | #REF! | #REF!
BeneLife |  | #REF! | #REF! | #REF! | #REF! | #REF! | #REF! | BeneLife |  | #REF! | #REF! | #REF! | #REF! | #REF! | #REF! | BeneLife |  | #REF! | #REF! | #REF! | #REF! | #REF! | #REF! | BeneLife |  | #REF! | #REF! | #REF! | #REF! | #REF! | #REF! | BeneLife |  | #REF! | #REF! | #REF! | #REF! | #REF! | #REF!
Bionaire |  | #REF! | #REF! | #REF! | #REF! | #REF! | #REF! | Bionaire |  | #REF! | #REF! | #REF! | #REF! | #REF! | #REF! | Bionaire |  | #REF! | #REF! | #REF! | #REF! | #REF! | #REF! | Bionaire |  | #REF! | #REF! | #REF! | #REF! | #REF! | #REF! | Bionaire |  | #REF! | #REF! | #REF! | #REF! | #REF! | #REF!
BLUE |  | #REF! | #REF! | #REF! | #REF! | #REF! | #REF! | BLUE |  | #REF! | #REF! | #REF! | #REF! | #REF! | #REF! | BLUE |  | #REF! | #REF! | #REF! | #REF! | #REF! | #REF! | BLUE |  | #REF! | #REF! | #REF! | #REF! | #REF! | #REF! | BLUE |  | #REF! | #REF! | #REF! | #REF! | #REF! | #REF!
Blueair |  | #REF! | #REF! | #REF! | #REF! | #REF! | #REF! | Blueair |  | #REF! | #REF! | #REF! | #REF! | #REF! | #REF! | Blueair |  | #REF! | #REF! | #REF! | #REF! | #REF! | #REF! | Blueair |  | #REF! | #REF! | #REF! | #REF! | #REF! | #REF! | Blueair |  | #REF! | #REF! | #REF! | #REF! | #REF! | #REF!
Blueair Aerus |  | #REF! | #REF! | #REF! | #REF! | #REF! | #REF! | Blueair Aerus |  | #REF! | #REF! | #REF! | #REF! | #REF! | #REF! | Blueair Aerus |  | #REF! | #REF! | #REF! | #REF! | #REF! | #REF! | Blueair Aerus |  | #REF! | #REF! | #REF! | #REF! | #REF! | #REF! | Blueair Aerus |  | #REF! | #REF! | #REF! | #REF! | #REF! | #REF!
Boneco |  | #REF! | #REF! | #REF! | #REF! | #REF! | #REF! | Boneco |  | #REF! | #REF! | #REF! | #REF! | #REF! | #REF! | Boneco |  | #REF! | #REF! | #REF! | #REF! | #REF! | #REF! | Boneco |  | #REF! | #REF! | #REF! | #REF! | #REF! | #REF! | Boneco |  | #REF! | #REF! | #REF! | #REF! | #REF! | #REF!
Brondell |  | #REF! | #REF! | #REF! | #REF! | #REF! | #REF! | Brondell |  | #REF! | #REF! | #REF! | #REF! | #REF! | #REF! | Brondell |  | #REF! | #REF! | #REF! | #REF! | #REF! | #REF! | Brondell |  | #REF! | #REF! | #REF! | #REF! | #REF! | #REF! | Brondell |  | #REF! | #REF! | #REF! | #REF! | #REF! | #REF!
Coway |  | #REF! | #REF! | #REF! | #REF! | #REF! | #REF! | Coway |  | #REF! | #REF! | #REF! | #REF! | #REF! | #REF! | Coway |  | #REF! | #REF! | #REF! | #REF! | #REF! | #REF! | Coway |  | #REF! | #REF! | #REF! | #REF! | #REF! | #REF! | Coway |  | #REF! | #REF! | #REF! | #REF! | #REF! | #REF!
Coway, Cairs |  | #REF! | #REF! | #REF! | #REF! | #REF! | #REF! | Coway, Cairs |  | #REF! | #REF! | #REF! | #REF! | #REF! | #REF! | Coway, Cairs |  | #REF! | #REF! | #REF! | #REF! | #REF! | #REF! | Coway, Cairs |  | #REF! | #REF! | #REF! | #REF! | #REF! | #REF! | Coway, Cairs |  | #REF! | #REF! | #REF! | #REF! | #REF! | #REF!
Electrolux |  | #REF! | #REF! | #REF! | #REF! | #REF! | #REF! | Electrolux |  | #REF! | #REF! | #REF! | #REF! | #REF! | #REF! | Electrolux |  | #REF! | #REF! | #REF! | #REF! | #REF! | #REF! | Electrolux |  | #REF! | #REF! | #REF! | #REF! | #REF! | #REF! | Electrolux |  | #REF! | #REF! | #REF! | #REF! | #REF! | #REF!
Envion |  | #REF! | #REF! | #REF! | #REF! | #REF! | #REF! | Envion |  | #REF! | #REF! | #REF! | #REF! | #REF! | #REF! | Envion |  | #REF! | #REF! | #REF! | #REF! | #REF! | #REF! | Envion |  | #REF! | #REF! | #REF! | #REF! | #REF! | #REF! | Envion |  | #REF! | #REF! | #REF! | #REF! | #REF! | #REF!
Febreze |  | #REF! | #REF! | #REF! | #REF! | #REF! | #REF! | Febreze |  | #REF! | #REF! | #REF! | #REF! | #REF! | #REF! | Febreze |  | #REF! | #REF! | #REF! | #REF! | #REF! | #REF! | Febreze |  | #REF! | #REF! | #REF! | #REF! | #REF! | #REF! | Febreze |  | #REF! | #REF! | #REF! | #REF! | #REF! | #REF!
Fellowes |  | #REF! | #REF! | #REF! | #REF! | #REF! | #REF! | Fellowes |  | #REF! | #REF! | #REF! | #REF! | #REF! | #REF! | Fellowes |  | #REF! | #REF! | #REF! | #REF! | #REF! | #REF! | Fellowes |  | #REF! | #REF! | #REF! | #REF! | #REF! | #REF! | Fellowes |  | #REF! | #REF! | #REF! | #REF! | #REF! | #REF!
Filtrete |  | #REF! | #REF! | #REF! | #REF! | #REF! | #REF! | Filtrete |  | #REF! | #REF! | #REF! | #REF! | #REF! | #REF! | Filtrete |  | #REF! | #REF! | #REF! | #REF! | #REF! | #REF! | Filtrete |  | #REF! | #REF! | #REF! | #REF! | #REF! | #REF! | Filtrete |  | #REF! | #REF! | #REF! | #REF! | #REF! | #REF!
Friedrich |  | #REF! | #REF! | #REF! | #REF! | #REF! | #REF! | Friedrich |  | #REF! | #REF! | #REF! | #REF! | #REF! | #REF! | Friedrich |  | #REF! | #REF! | #REF! | #REF! | #REF! | #REF! | Friedrich |  | #REF! | #REF! | #REF! | #REF! | #REF! | #REF! | Friedrich |  | #REF! | #REF! | #REF! | #REF! | #REF! | #REF!
Frigidaire |  | #REF! | #REF! | #REF! | #REF! | #REF! | #REF! | Frigidaire |  | #REF! | #REF! | #REF! | #REF! | #REF! | #REF! | Frigidaire |  | #REF! | #REF! | #REF! | #REF! | #REF! | #REF! | Frigidaire |  | #REF! | #REF! | #REF! | #REF! | #REF! | #REF! | Frigidaire |  | #REF! | #REF! | #REF! | #REF! | #REF! | #REF!
GermGuardian |  | #REF! | #REF! | #REF! | #REF! | #REF! | #REF! | GermGuardian |  | #REF! | #REF! | #REF! | #REF! | #REF! | #REF! | GermGuardian |  | #REF! | #REF! | #REF! | #REF! | #REF! | #REF! | GermGuardian |  | #REF! | #REF! | #REF! | #REF! | #REF! | #REF! | GermGuardian |  | #REF! | #REF! | #REF! | #REF! | #REF! | #REF!
Holmes |  | #REF! | #REF! | #REF! | #REF! | #REF! | #REF! | Holmes |  | #REF! | #REF! | #REF! | #REF! | #REF! | #REF! | Holmes |  | #REF! | #REF! | #REF! | #REF! | #REF! | #REF! | Holmes |  | #REF! | #REF! | #REF! | #REF! | #REF! | #REF! | Holmes |  | #REF! | #REF! | #REF! | #REF! | #REF! | #REF!
HOMEDICS |  | #REF! | #REF! | #REF! | #REF! | #REF! | #REF! | HOMEDICS |  | #REF! | #REF! | #REF! | #REF! | #REF! | #REF! | HOMEDICS |  | #REF! | #REF! | #REF! | #REF! | #REF! | #REF! | HOMEDICS |  | #REF! | #REF! | #REF! | #REF! | #REF! | #REF! | HOMEDICS |  | #REF! | #REF! | #REF! | #REF! | #REF! | #REF!
HomeTrends |  | #REF! | #REF! | #REF! | #REF! | #REF! | #REF! | HomeTrends |  | #REF! | #REF! | #REF! | #REF! | #REF! | #REF! | HomeTrends |  | #REF! | #REF! | #REF! | #REF! | #REF! | #REF! | HomeTrends |  | #REF! | #REF! | #REF! | #REF! | #REF! | #REF! | HomeTrends |  | #REF! | #REF! | #REF! | #REF! | #REF! | #REF!
Honeywell |  | #REF! | #REF! | #REF! | #REF! | #REF! | #REF! | Honeywell |  | #REF! | #REF! | #REF! | #REF! | #REF! | #REF! | Honeywell |  | #REF! | #REF! | #REF! | #REF! | #REF! | #REF! | Honeywell |  | #REF! | #REF! | #REF! | #REF! | #REF! | #REF! | Honeywell |  | #REF! | #REF! | #REF! | #REF! | #REF! | #REF!
IDEAL |  | #REF! | #REF! | #REF! | #REF! | #REF! | #REF! | IDEAL |  | #REF! | #REF! | #REF! | #REF! | #REF! | #REF! | IDEAL |  | #REF! | #REF! | #REF! | #REF! | #REF! | #REF! | IDEAL |  | #REF! | #REF! | #REF! | #REF! | #REF! | #REF! | IDEAL |  | #REF! | #REF! | #REF! | #REF! | #REF! | #REF!
Idylis |  | #REF! | #REF! | #REF! | #REF! | #REF! | #REF! | Idylis |  | #REF! | #REF! | #REF! | #REF! | #REF! | #REF! | Idylis |  | #REF! | #REF! | #REF! | #REF! | #REF! | #REF! | Idylis |  | #REF! | #REF! | #REF! | #REF! | #REF! | #REF! | Idylis |  | #REF! | #REF! | #REF! | #REF! | #REF! | #REF!
Intellipure |  | #REF! | #REF! | #REF! | #REF! | #REF! | #REF! | Intellipure |  | #REF! | #REF! | #REF! | #REF! | #REF! | #REF! | Intellipure |  | #REF! | #REF! | #REF! | #REF! | #REF! | #REF! | Intellipure |  | #REF! | #REF! | #REF! | #REF! | #REF! | #REF! | Intellipure |  | #REF! | #REF! | #REF! | #REF! | #REF! | #REF!
Ionic Comfort |  | #REF! | #REF! | #REF! | #REF! | #REF! | #REF! | Ionic Comfort |  | #REF! | #REF! | #REF! | #REF! | #REF! | #REF! | Ionic Comfort |  | #REF! | #REF! | #REF! | #REF! | #REF! | #REF! | Ionic Comfort |  | #REF! | #REF! | #REF! | #REF! | #REF! | #REF! | Ionic Comfort |  | #REF! | #REF! | #REF! | #REF! | #REF! | #REF!
Ionic Comfort Plus |  | #REF! | #REF! | #REF! | #REF! | #REF! | #REF! | Ionic Comfort Plus |  | #REF! | #REF! | #REF! | #REF! | #REF! | #REF! | Ionic Comfort Plus |  | #REF! | #REF! | #REF! | #REF! | #REF! | #REF! | Ionic Comfort Plus |  | #REF! | #REF! | #REF! | #REF! | #REF! | #REF! | Ionic Comfort Plus |  | #REF! | #REF! | #REF! | #REF! | #REF! | #REF!
Ionic Pro Platinum |  | #REF! | #REF! | #REF! | #REF! | #REF! | #REF! | Ionic Pro Platinum |  | #REF! | #REF! | #REF! | #REF! | #REF! | #REF! | Ionic Pro Platinum |  | #REF! | #REF! | #REF! | #REF! | #REF! | #REF! | Ionic Pro Platinum |  | #REF! | #REF! | #REF! | #REF! | #REF! | #REF! | Ionic Pro Platinum |  | #REF! | #REF! | #REF! | #REF! | #REF! | #REF!
IQAir |  | #REF! | #REF! | #REF! | #REF! | #REF! | #REF! | IQAir |  | #REF! | #REF! | #REF! | #REF! | #REF! | #REF! | IQAir |  | #REF! | #REF! | #REF! | #REF! | #REF! | #REF! | IQAir |  | #REF! | #REF! | #REF! | #REF! | #REF! | #REF! | IQAir |  | #REF! | #REF! | #REF! | #REF! | #REF! | #REF!
Kenmore |  | #REF! | #REF! | #REF! | #REF! | #REF! | #REF! | Kenmore |  | #REF! | #REF! | #REF! | #REF! | #REF! | #REF! | Kenmore |  | #REF! | #REF! | #REF! | #REF! | #REF! | #REF! | Kenmore |  | #REF! | #REF! | #REF! | #REF! | #REF! | #REF! | Kenmore |  | #REF! | #REF! | #REF! | #REF! | #REF! | #REF!
KoolCoh |  | #REF! | #REF! | #REF! | #REF! | #REF! | #REF! | KoolCoh |  | #REF! | #REF! | #REF! | #REF! | #REF! | #REF! | KoolCoh |  | #REF! | #REF! | #REF! | #REF! | #REF! | #REF! | KoolCoh |  | #REF! | #REF! | #REF! | #REF! | #REF! | #REF! | KoolCoh |  | #REF! | #REF! | #REF! | #REF! | #REF! | #REF!
Lasko |  | #REF! | #REF! | #REF! | #REF! | #REF! | #REF! | Lasko |  | #REF! | #REF! | #REF! | #REF! | #REF! | #REF! | Lasko |  | #REF! | #REF! | #REF! | #REF! | #REF! | #REF! | Lasko |  | #REF! | #REF! | #REF! | #REF! | #REF! | #REF! | Lasko |  | #REF! | #REF! | #REF! | #REF! | #REF! | #REF!
LG |  | #REF! | #REF! | #REF! | #REF! | #REF! | #REF! | LG |  | #REF! | #REF! | #REF! | #REF! | #REF! | #REF! | LG |  | #REF! | #REF! | #REF! | #REF! | #REF! | #REF! | LG |  | #REF! | #REF! | #REF! | #REF! | #REF! | #REF! | LG |  | #REF! | #REF! | #REF! | #REF! | #REF! | #REF!
Life Cell |  | #REF! | #REF! | #REF! | #REF! | #REF! | #REF! | Life Cell |  | #REF! | #REF! | #REF! | #REF! | #REF! | #REF! | Life Cell |  | #REF! | #REF! | #REF! | #REF! | #REF! | #REF! | Life Cell |  | #REF! | #REF! | #REF! | #REF! | #REF! | #REF! | Life Cell |  | #REF! | #REF! | #REF! | #REF! | #REF! | #REF!
LUX |  | #REF! | #REF! | #REF! | #REF! | #REF! | #REF! | LUX |  | #REF! | #REF! | #REF! | #REF! | #REF! | #REF! | LUX |  | #REF! | #REF! | #REF! | #REF! | #REF! | #REF! | LUX |  | #REF! | #REF! | #REF! | #REF! | #REF! | #REF! | LUX |  | #REF! | #REF! | #REF! | #REF! | #REF! | #REF!
Master Craft |  | #REF! | #REF! | #REF! | #REF! | #REF! | #REF! | Master Craft |  | #REF! | #REF! | #REF! | #REF! | #REF! | #REF! | Master Craft |  | #REF! | #REF! | #REF! | #REF! | #REF! | #REF! | Master Craft |  | #REF! | #REF! | #REF! | #REF! | #REF! | #REF! | Master Craft |  | #REF! | #REF! | #REF! | #REF! | #REF! | #REF!
Nectar |  | #REF! | #REF! | #REF! | #REF! | #REF! | #REF! | Nectar |  | #REF! | #REF! | #REF! | #REF! | #REF! | #REF! | Nectar |  | #REF! | #REF! | #REF! | #REF! | #REF! | #REF! | Nectar |  | #REF! | #REF! | #REF! | #REF! | #REF! | #REF! | Nectar |  | #REF! | #REF! | #REF! | #REF! | #REF! | #REF!
NUK |  | #REF! | #REF! | #REF! | #REF! | #REF! | #REF! | NUK |  | #REF! | #REF! | #REF! | #REF! | #REF! | #REF! | NUK |  | #REF! | #REF! | #REF! | #REF! | #REF! | #REF! | NUK |  | #REF! | #REF! | #REF! | #REF! | #REF! | #REF! | NUK |  | #REF! | #REF! | #REF! | #REF! | #REF! | #REF!
ORANSI |  | #REF! | #REF! | #REF! | #REF! | #REF! | #REF! | ORANSI |  | #REF! | #REF! | #REF! | #REF! | #REF! | #REF! | ORANSI |  | #REF! | #REF! | #REF! | #REF! | #REF! | #REF! | ORANSI |  | #REF! | #REF! | #REF! | #REF! | #REF! | #REF! | ORANSI |  | #REF! | #REF! | #REF! | #REF! | #REF! | #REF!
Oreck |  | #REF! | #REF! | #REF! | #REF! | #REF! | #REF! | Oreck |  | #REF! | #REF! | #REF! | #REF! | #REF! | #REF! | Oreck |  | #REF! | #REF! | #REF! | #REF! | #REF! | #REF! | Oreck |  | #REF! | #REF! | #REF! | #REF! | #REF! | #REF! | Oreck |  | #REF! | #REF! | #REF! | #REF! | #REF! | #REF!
Philips |  | #REF! | #REF! | #REF! | #REF! | #REF! | #REF! | Philips |  | #REF! | #REF! | #REF! | #REF! | #REF! | #REF! | Philips |  | #REF! | #REF! | #REF! | #REF! | #REF! | #REF! | Philips |  | #REF! | #REF! | #REF! | #REF! | #REF! | #REF! | Philips |  | #REF! | #REF! | #REF! | #REF! | #REF! | #REF!
Pure Ion Pro |  | #REF! | #REF! | #REF! | #REF! | #REF! | #REF! | Pure Ion Pro |  | #REF! | #REF! | #REF! | #REF! | #REF! | #REF! | Pure Ion Pro |  | #REF! | #REF! | #REF! | #REF! | #REF! | #REF! | Pure Ion Pro |  | #REF! | #REF! | #REF! | #REF! | #REF! | #REF! | Pure Ion Pro |  | #REF! | #REF! | #REF! | #REF! | #REF! | #REF!
PureGuardian |  | #REF! | #REF! | #REF! | #REF! | #REF! | #REF! | PureGuardian |  | #REF! | #REF! | #REF! | #REF! | #REF! | #REF! | PureGuardian |  | #REF! | #REF! | #REF! | #REF! | #REF! | #REF! | PureGuardian |  | #REF! | #REF! | #REF! | #REF! | #REF! | #REF! | PureGuardian |  | #REF! | #REF! | #REF! | #REF! | #REF! | #REF!
Rabbit Air |  | #REF! | #REF! | #REF! | #REF! | #REF! | #REF! | Rabbit Air |  | #REF! | #REF! | #REF! | #REF! | #REF! | #REF! | Rabbit Air |  | #REF! | #REF! | #REF! | #REF! | #REF! | #REF! | Rabbit Air |  | #REF! | #REF! | #REF! | #REF! | #REF! | #REF! | Rabbit Air |  | #REF! | #REF! | #REF! | #REF! | #REF! | #REF!
RevitalAir |  | #REF! | #REF! | #REF! | #REF! | #REF! | #REF! | RevitalAir |  | #REF! | #REF! | #REF! | #REF! | #REF! | #REF! | RevitalAir |  | #REF! | #REF! | #REF! | #REF! | #REF! | #REF! | RevitalAir |  | #REF! | #REF! | #REF! | #REF! | #REF! | #REF! | RevitalAir |  | #REF! | #REF! | #REF! | #REF! | #REF! | #REF!
ROWENTA |  | #REF! | #REF! | #REF! | #REF! | #REF! | #REF! | ROWENTA |  | #REF! | #REF! | #REF! | #REF! | #REF! | #REF! | ROWENTA |  | #REF! | #REF! | #REF! | #REF! | #REF! | #REF! | ROWENTA |  | #REF! | #REF! | #REF! | #REF! | #REF! | #REF! | ROWENTA |  | #REF! | #REF! | #REF! | #REF! | #REF! | #REF!
Sharp |  | #REF! | #REF! | #REF! | #REF! | #REF! | #REF! | Sharp |  | #REF! | #REF! | #REF! | #REF! | #REF! | #REF! | Sharp |  | #REF! | #REF! | #REF! | #REF! | #REF! | #REF! | Sharp |  | #REF! | #REF! | #REF! | #REF! | #REF! | #REF! | Sharp |  | #REF! | #REF! | #REF! | #REF! | #REF! | #REF!
SheerAIRE |  | #REF! | #REF! | #REF! | #REF! | #REF! | #REF! | SheerAIRE |  | #REF! | #REF! | #REF! | #REF! | #REF! | #REF! | SheerAIRE |  | #REF! | #REF! | #REF! | #REF! | #REF! | #REF! | SheerAIRE |  | #REF! | #REF! | #REF! | #REF! | #REF! | #REF! | SheerAIRE |  | #REF! | #REF! | #REF! | #REF! | #REF! | #REF!
Therapure |  | #REF! | #REF! | #REF! | #REF! | #REF! | #REF! | Therapure |  | #REF! | #REF! | #REF! | #REF! | #REF! | #REF! | Therapure |  | #REF! | #REF! | #REF! | #REF! | #REF! | #REF! | Therapure |  | #REF! | #REF! | #REF! | #REF! | #REF! | #REF! | Therapure |  | #REF! | #REF! | #REF! | #REF! | #REF! | #REF!
Whirlpool |  | #REF! | #REF! | #REF! | #REF! | #REF! | #REF! | Whirlpool |  | #REF! | #REF! | #REF! | #REF! | #REF! | #REF! | Whirlpool |  | #REF! | #REF! | #REF! | #REF! | #REF! | #REF! | Whirlpool |  | #REF! | #REF! | #REF! | #REF! | #REF! | #REF! | Whirlpool |  | #REF! | #REF! | #REF! | #REF! | #REF! | #REF!
Winix |  | #REF! | #REF! | #REF! | #REF! | #REF! | #REF! | Winix |  | #REF! | #REF! | #REF! | #REF! | #REF! | #REF! | Winix |  | #REF! | #REF! | #REF! | #REF! | #REF! | #REF! | Winix |  | #REF! | #REF! | #REF! | #REF! | #REF! | #REF! | Winix |  | #REF! | #REF! | #REF! | #REF! | #REF! | #REF!
Wood's |  | #REF! | #REF! | #REF! | #REF! | #REF! | #REF! | Wood's |  | #REF! | #REF! | #REF! | #REF! | #REF! | #REF! | Wood's |  | #REF! | #REF! | #REF! | #REF! | #REF! | #REF! | Wood's |  | #REF! | #REF! | #REF! | #REF! | #REF! | #REF! | Wood's |  | #REF! | #REF! | #REF! | #REF! | #REF! | #REF!
Non-ES Models | #REF! | #REF! | #REF! | #REF! | #REF! | #REF! | #REF! | Non-ES Models | #REF! | #REF! | #REF! | #REF! | #REF! | #REF! | #REF! | Non-ES Models | #REF! | #REF! | #REF! | #REF! | #REF! | #REF! | #REF! | Non-ES Models | #REF! | #REF! | #REF! | #REF! | #REF! | #REF! | #REF! | Non-ES Models | #REF! | #REF! | #REF! | #REF! | #REF! | #REF! | #REF!
Totals | #REF! | #REF! | #REF! | #REF! | #REF! | #REF! | #REF! | Totals | #REF! | #REF! | #REF! | #REF! | #REF! | #REF! | #REF! | Totals | #REF! | #REF! | #REF! | #REF! | #REF! | #REF! | #REF! | Totals | #REF! | #REF! | #REF! | #REF! | #REF! | #REF! | #REF! | Totals | #REF! | #REF! | #REF! | #REF! | #REF! | #REF! | #REF!
Market Penetration |  | #REF! | #REF! | #REF! | #REF! | #REF! | #REF! | Market Penetration |  | #REF! | #REF! | #REF! | #REF! | #REF! | #REF! | Market Penetration |  | #REF! | #REF! | #REF! | #REF! | #REF! | #REF! | Market Penetration |  | #REF! | #REF! | #REF! | #REF! | #REF! | #REF! | Market Penetration |  | #REF! | #REF! | #REF! | #REF! | #REF! | #REF!
Count of Brands |  | 0 | 0 | 0 | 0 | 0 | 0 | Count of Brands |  | 0 | 0 | 0 | 0 | 0 | 0 | Count of Brands |  | 0 | 0 | 0 | 0 | 0 | 0 | Count of Brands |  | 0 | 0 | 0 | 0 | 0 | 0 | Count of Brands |  | 0 | 0 | 0 | 0 | 0 | 0
Dust CADR/W (Consistant Proposal Levels) | [7 empty] | Dust CADR/W (Consistant Proposal Levels) | [7 empty] | Dust CADR/W (Consistant Proposal Levels) | [7 empty] | Dust CADR/W (Consistant Proposal Levels) | [7 empty] | Dust CADR/W (Consistant Proposal Levels)
CADR < 100 | [7 empty] | 100 =< CADR < 150 | [7 empty] | 150 =< CADR < 200 | [7 empty] | 200 <= CADR | [7 empty] | All
ENERGY STAR Manufacturing Partner Brands | Non-ENERGY STAR | ENERGY STAR | Proposal # 1 (CADR/W = 2.2) | Proposal # 2 (CADR/W = 2.4) | Proposal # 3 (CADR/W = 3.0) | Proposal # 4 (CADR/W = 3.5) | Proposal # 5 (CADR/W = 4.0) | ENERGY STAR Manufacturing Partner Brands | Non-ENERGY STAR | ENERGY STAR | Proposal # 1 (CADR/W = 2.2) | Proposal # 2 (CADR/W = 2.4) | Proposal # 3 (CADR/W = 3.0) | Proposal # 4 (CADR/W = 3.5) | Proposal # 5 (CADR/W = 4.0) | ENERGY STAR Manufacturing Partner Brands | Non-ENERGY STAR | ENERGY STAR | Proposal # 1 (CADR/W = 2.2) | Proposal # 2 (CADR/W = 2.4) | Proposal # 3 (CADR/W = 3.0) | Proposal # 4 (CADR/W = 3.5) | Proposal # 5 (CADR/W = 4.0) | ENERGY STAR Manufacturing Partner Brands | Non-ENERGY STAR | ENERGY STAR | Proposal # 1 (CADR/W = 2.2) | Proposal # 2 (CADR/W = 2.4) | Proposal # 3 (CADR/W = 3.0) | Proposal # 4 (CADR/W = 3.5) | Proposal # 5 (CADR/W = 4.0) | ENERGY STAR Manufacturing Partner Brands | Non-ENERGY STAR | ENERGY STAR | Proposal # 1 (CADR/W = 2.2) | Proposal # 2 (CADR/W = 2.4) | Proposal # 3 (CADR/W = 3.0) | Proposal # 4 (CADR/W = 3.5) | Proposal # 5 (CADR/W = 4.0)
Aerus |  | #REF! | #REF! | #REF! | #REF! | #REF! | #REF! | Aerus |  | #REF! | #REF! | #REF! | #REF! | #REF! | #REF! | Aerus |  | #REF! | #REF! | #REF! | #REF! | #REF! | #REF! | Aerus |  | #REF! | #REF! | #REF! | #REF! | #REF! | #REF! | Aerus |  | #REF! | #REF! | #REF! | #REF! | #REF! | #REF!
Airgle |  | #REF! | #REF! | #REF! | #REF! | #REF! | #REF! | Airgle |  | #REF! | #REF! | #REF! | #REF! | #REF! | #REF! | Airgle |  | #REF! | #REF! | #REF! | #REF! | #REF! | #REF! | Airgle |  | #REF! | #REF! | #REF! | #REF! | #REF! | #REF! | Airgle |  | #REF! | #REF! | #REF! | #REF! | #REF! | #REF!
AIRMEGA |  | #REF! | #REF! | #REF! | #REF! | #REF! | #REF! | AIRMEGA |  | #REF! | #REF! | #REF! | #REF! | #REF! | #REF! | AIRMEGA |  | #REF! | #REF! | #REF! | #REF! | #REF! | #REF! | AIRMEGA |  | #REF! | #REF! | #REF! | #REF! | #REF! | #REF! | AIRMEGA |  | #REF! | #REF! | #REF! | #REF! | #REF! | #REF!
Alen |  | #REF! | #REF! | #REF! | #REF! | #REF! | #REF! | Alen |  | #REF! | #REF! | #REF! | #REF! | #REF! | #REF! | Alen |  | #REF! | #REF! | #REF! | #REF! | #REF! | #REF! | Alen |  | #REF! | #REF! | #REF! | #REF! | #REF! | #REF! | Alen |  | #REF! | #REF! | #REF! | #REF! | #REF! | #REF!
Allergy Pro |  | #REF! | #REF! | #REF! | #REF! | #REF! | #REF! | Allergy Pro |  | #REF! | #REF! | #REF! | #REF! | #REF! | #REF! | Allergy Pro |  | #REF! | #REF! | #REF! | #REF! | #REF! | #REF! | Allergy Pro |  | #REF! | #REF! | #REF! | #REF! | #REF! | #REF! | Allergy Pro |  | #REF! | #REF! | #REF! | #REF! | #REF! | #REF!
Atmosphere |  | #REF! | #REF! | #REF! | #REF! | #REF! | #REF! | Atmosphere |  | #REF! | #REF! | #REF! | #REF! | #REF! | #REF! | Atmosphere |  | #REF! | #REF! | #REF! | #REF! | #REF! | #REF! | Atmosphere |  | #REF! | #REF! | #REF! | #REF! | #REF! | #REF! | Atmosphere |  | #REF! | #REF! | #REF! | #REF! | #REF! | #REF!
BeneLife |  | #REF! | #REF! | #REF! | #REF! | #REF! | #REF! | BeneLife |  | #REF! | #REF! | #REF! | #REF! | #REF! | #REF! | BeneLife |  | #REF! | #REF! | #REF! | #REF! | #REF! | #REF! | BeneLife |  | #REF! | #REF! | #REF! | #REF! | #REF! | #REF! | BeneLife |  | #REF! | #REF! | #REF! | #REF! | #REF! | #REF!
Bionaire |  | #REF! | #REF! | #REF! | #REF! | #REF! | #REF! | Bionaire |  | #REF! | #REF! | #REF! | #REF! | #REF! | #REF! | Bionaire |  | #REF! | #REF! | #REF! | #REF! | #REF! | #REF! | Bionaire |  | #REF! | #REF! | #REF! | #REF! | #REF! | #REF! | Bionaire |  | #REF! | #REF! | #REF! | #REF! | #REF! | #REF!
BLUE |  | #REF! | #REF! | #REF! | #REF! | #REF! | #REF! | BLUE |  | #REF! | #REF! | #REF! | #REF! | #REF! | #REF! | BLUE |  | #REF! | #REF! | #REF! | #REF! | #REF! | #REF! | BLUE |  | #REF! | #REF! | #REF! | #REF! | #REF! | #REF! | BLUE |  | #REF! | #REF! | #REF! | #REF! | #REF! | #REF!
Blueair |  | #REF! | #REF! | #REF! | #REF! | #REF! | #REF! | Blueair |  | #REF! | #REF! | #REF! | #REF! | #REF! | #REF! | Blueair |  | #REF! | #REF! | #REF! | #REF! | #REF! | #REF! | Blueair |  | #REF! | #REF! | #REF! | #REF! | #REF! | #REF! | Blueair |  | #REF! | #REF! | #REF! | #REF! | #REF! | #REF!
Blueair Aerus |  | #REF! | #REF! | #REF! | #REF! | #REF! | #REF! | Blueair Aerus |  | #REF! | #REF! | #REF! | #REF! | #REF! | #REF! | Blueair Aerus |  | #REF! | #REF! | #REF! | #REF! | #REF! | #REF! | Blueair Aerus |  | #REF! | #REF! | #REF! | #REF! | #REF! | #REF! | Blueair Aerus |  | #REF! | #REF! | #REF! | #REF! | #REF! | #REF!
Boneco |  | #REF! | #REF! | #REF! | #REF! | #REF! | #REF! | Boneco |  | #REF! | #REF! | #REF! | #REF! | #REF! | #REF! | Boneco |  | #REF! | #REF! | #REF! | #REF! | #REF! | #REF! | Boneco |  | #REF! | #REF! | #REF! | #REF! | #REF! | #REF! | Boneco |  | #REF! | #REF! | #REF! | #REF! | #REF! | #REF!
Brondell |  | #REF! | #REF! | #REF! | #REF! | #REF! | #REF! | Brondell |  | #REF! | #REF! | #REF! | #REF! | #REF! | #REF! | Brondell |  | #REF! | #REF! | #REF! | #REF! | #REF! | #REF! | Brondell |  | #REF! | #REF! | #REF! | #REF! | #REF! | #REF! | Brondell |  | #REF! | #REF! | #REF! | #REF! | #REF! | #REF!
Coway |  | #REF! | #REF! | #REF! | #REF! | #REF! | #REF! | Coway |  | #REF! | #REF! | #REF! | #REF! | #REF! | #REF! | Coway |  | #REF! | #REF! | #REF! | #REF! | #REF! | #REF! | Coway |  | #REF! | #REF! | #REF! | #REF! | #REF! | #REF! | Coway |  | #REF! | #REF! | #REF! | #REF! | #REF! | #REF!
Coway, Cairs |  | #REF! | #REF! | #REF! | #REF! | #REF! | #REF! | Coway, Cairs |  | #REF! | #REF! | #REF! | #REF! | #REF! | #REF! | Coway, Cairs |  | #REF! | #REF! | #REF! | #REF! | #REF! | #REF! | Coway, Cairs |  | #REF! | #REF! | #REF! | #REF! | #REF! | #REF! | Coway, Cairs |  | #REF! | #REF! | #REF! | #REF! | #REF! | #REF!
Electrolux |  | #REF! | #REF! | #REF! | #REF! | #REF! | #REF! | Electrolux |  | #REF! | #REF! | #REF! | #REF! | #REF! | #REF! | Electrolux |  | #REF! | #REF! | #REF! | #REF! | #REF! | #REF! | Electrolux |  | #REF! | #REF! | #REF! | #REF! | #REF! | #REF! | Electrolux |  | #REF! | #REF! | #REF! | #REF! | #REF! | #REF!
Envion |  | #REF! | #REF! | #REF! | #REF! | #REF! | #REF! | Envion |  | #REF! | #REF! | #REF! | #REF! | #REF! | #REF! | Envion |  | #REF! | #REF! | #REF! | #REF! | #REF! | #REF! | Envion |  | #REF! | #REF! | #REF! | #REF! | #REF! | #REF! | Envion |  | #REF! | #REF! | #REF! | #REF! | #REF! | #REF!
Febreze |  | #REF! | #REF! | #REF! | #REF! | #REF! | #REF! | Febreze |  | #REF! | #REF! | #REF! | #REF! | #REF! | #REF! | Febreze |  | #REF! | #REF! | #REF! | #REF! | #REF! | #REF! | Febreze |  | #REF! | #REF! | #REF! | #REF! | #REF! | #REF! | Febreze |  | #REF! | #REF! | #REF! | #REF! | #REF! | #REF!
Fellowes |  | #REF! | #REF! | #REF! | #REF! | #REF! | #REF! | Fellowes |  | #REF! | #REF! | #REF! | #REF! | #REF! | #REF! | Fellowes |  | #REF! | #REF! | #REF! | #REF! | #REF! | #REF! | Fellowes |  | #REF! | #REF! | #REF! | #REF! | #REF! | #REF! | Fellowes |  | #REF! | #REF! | #REF! | #REF! | #REF! | #REF!
Filtrete |  | #REF! | #REF! | #REF! | #REF! | #REF! | #REF! | Filtrete |  | #REF! | #REF! | #REF! | #REF! | #REF! | #REF! | Filtrete |  | #REF! | #REF! | #REF! | #REF! | #REF! | #REF! | Filtrete |  | #REF! | #REF! | #REF! | #REF! | #REF! | #REF! | Filtrete |  | #REF! | #REF! | #REF! | #REF! | #REF! | #REF!
Friedrich |  | #REF! | #REF! | #REF! | #REF! | #REF! | #REF! | Friedrich |  | #REF! | #REF! | #REF! | #REF! | #REF! | #REF! | Friedrich |  | #REF! | #REF! | #REF! | #REF! | #REF! | #REF! | Friedrich |  | #REF! | #REF! | #REF! | #REF! | #REF! | #REF! | Friedrich |  | #REF! | #REF! | #REF! | #REF! | #REF! | #REF!
Frigidaire |  | #REF! | #REF! | #REF! | #REF! | #REF! | #REF! | Frigidaire |  | #REF! | #REF! | #REF! | #REF! | #REF! | #REF! | Frigidaire |  | #REF! | #REF! | #REF! | #REF! | #REF! | #REF! | Frigidaire |  | #REF! | #REF! | #REF! | #REF! | #REF! | #REF! | Frigidaire |  | #REF! | #REF! | #REF! | #REF! | #REF! | #REF!
GermGuardian |  | #REF! | #REF! | #REF! | #REF! | #REF! | #REF! | GermGuardian |  | #REF! | #REF! | #REF! | #REF! | #REF! | #REF! | GermGuardian |  | #REF! | #REF! | #REF! | #REF! | #REF! | #REF! | GermGuardian |  | #REF! | #REF! | #REF! | #REF! | #REF! | #REF! | GermGuardian |  | #REF! | #REF! | #REF! | #REF! | #REF! | #REF!
Holmes |  | #REF! | #REF! | #REF! | #REF! | #REF! | #REF! | Holmes |  | #REF! | #REF! | #REF! | #REF! | #REF! | #REF! | Holmes |  | #REF! | #REF! | #REF! | #REF! | #REF! | #REF! | Holmes |  | #REF! | #REF! | #REF! | #REF! | #REF! | #REF! | Holmes |  | #REF! | #REF! | #REF! | #REF! | #REF! | #REF!
HOMEDICS |  | #REF! | #REF! | #REF! | #REF! | #REF! | #REF! | HOMEDICS |  | #REF! | #REF! | #REF! | #REF! | #REF! | #REF! | HOMEDICS |  | #REF! | #REF! | #REF! | #REF! | #REF! | #REF! | HOMEDICS |  | #REF! | #REF! | #REF! | #REF! | #REF! | #REF! | HOMEDICS |  | #REF! | #REF! | #REF! | #REF! | #REF! | #REF!
HomeTrends |  | #REF! | #REF! | #REF! | #REF! | #REF! | #REF! | HomeTrends |  | #REF! | #REF! | #REF! | #REF! | #REF! | #REF! | HomeTrends |  | #REF! | #REF! | #REF! | #REF! | #REF! | #REF! | HomeTrends |  | #REF! | #REF! | #REF! | #REF! | #REF! | #REF! | HomeTrends |  | #REF! | #REF! | #REF! | #REF! | #REF! | #REF!
Honeywell |  | #REF! | #REF! | #REF! | #REF! | #REF! | #REF! | Honeywell |  | #REF! | #REF! | #REF! | #REF! | #REF! | #REF! | Honeywell |  | #REF! | #REF! | #REF! | #REF! | #REF! | #REF! | Honeywell |  | #REF! | #REF! | #REF! | #REF! | #REF! | #REF! | Honeywell |  | #REF! | #REF! | #REF! | #REF! | #REF! | #REF!
IDEAL |  | #REF! | #REF! | #REF! | #REF! | #REF! | #REF! | IDEAL |  | #REF! | #REF! | #REF! | #REF! | #REF! | #REF! | IDEAL |  | #REF! | #REF! | #REF! | #REF! | #REF! | #REF! | IDEAL |  | #REF! | #REF! | #REF! | #REF! | #REF! | #REF! | IDEAL |  | #REF! | #REF! | #REF! | #REF! | #REF! | #REF!
Idylis |  | #REF! | #REF! | #REF! | #REF! | #REF! | #REF! | Idylis |  | #REF! | #REF! | #REF! | #REF! | #REF! | #REF! | Idylis |  | #REF! | #REF! | #REF! | #REF! | #REF! | #REF! | Idylis |  | #REF! | #REF! | #REF! | #REF! | #REF! | #REF! | Idylis |  | #REF! | #REF! | #REF! | #REF! | #REF! | #REF!
Intellipure |  | #REF! | #REF! | #REF! | #REF! | #REF! | #REF! | Intellipure |  | #REF! | #REF! | #REF! | #REF! | #REF! | #REF! | Intellipure |  | #REF! | #REF! | #REF! | #REF! | #REF! | #REF! | Intellipure |  | #REF! | #REF! | #REF! | #REF! | #REF! | #REF! | Intellipure |  | #REF! | #REF! | #REF! | #REF! | #REF! | #REF!
Ionic Comfort |  | #REF! | #REF! | #REF! | #REF! | #REF! | #REF! | Ionic Comfort |  | #REF! | #REF! | #REF! | #REF! | #REF! | #REF! | Ionic Comfort |  | #REF! | #REF! | #REF! | #REF! | #REF! | #REF! | Ionic Comfort |  | #REF! | #REF! | #REF! | #REF! | #REF! | #REF! | Ionic Comfort |  | #REF! | #REF! | #REF! | #REF! | #REF! | #REF!
Ionic Comfort Plus |  | #REF! | #REF! | #REF! | #REF! | #REF! | #REF! | Ionic Comfort Plus |  | #REF! | #REF! | #REF! | #REF! | #REF! | #REF! | Ionic Comfort Plus |  | #REF! | #REF! | #REF! | #REF! | #REF! | #REF! | Ionic Comfort Plus |  | #REF! | #REF! | #REF! | #REF! | #REF! | #REF! | Ionic Comfort Plus |  | #REF! | #REF! | #REF! | #REF! | #REF! | #REF!
Ionic Pro Platinum |  | #REF! | #REF! | #REF! | #REF! | #REF! | #REF! | Ionic Pro Platinum |  | #REF! | #REF! | #REF! | #REF! | #REF! | #REF! | Ionic Pro Platinum |  | #REF! | #REF! | #REF! | #REF! | #REF! | #REF! | Ionic Pro Platinum |  | #REF! | #REF! | #REF! | #REF! | #REF! | #REF! | Ionic Pro Platinum |  | #REF! | #REF! | #REF! | #REF! | #REF! | #REF!
IQAir |  | #REF! | #REF! | #REF! | #REF! | #REF! | #REF! | IQAir |  | #REF! | #REF! | #REF! | #REF! | #REF! | #REF! | IQAir |  | #REF! | #REF! | #REF! | #REF! | #REF! | #REF! | IQAir |  | #REF! | #REF! | #REF! | #REF! | #REF! | #REF! | IQAir |  | #REF! | #REF! | #REF! | #REF! | #REF! | #REF!
Kenmore |  | #REF! | #REF! | #REF! | #REF! | #REF! | #REF! | Kenmore |  | #REF! | #REF! | #REF! | #REF! | #REF! | #REF! | Kenmore |  | #REF! | #REF! | #REF! | #REF! | #REF! | #REF! | Kenmore |  | #REF! | #REF! | #REF! | #REF! | #REF! | #REF! | Kenmore |  | #REF! | #REF! | #REF! | #REF! | #REF! | #REF!
KoolCoh |  | #REF! | #REF! | #REF! | #REF! | #REF! | #REF! | KoolCoh |  | #REF! | #REF! | #REF! | #REF! | #REF! | #REF! | KoolCoh |  | #REF! | #REF! | #REF! | #REF! | #REF! | #REF! | KoolCoh |  | #REF! | #REF! | #REF! | #REF! | #REF! | #REF! | KoolCoh |  | #REF! | #REF! | #REF! | #REF! | #REF! | #REF!
Lasko |  | #REF! | #REF! | #REF! | #REF! | #REF! | #REF! | Lasko |  | #REF! | #REF! | #REF! | #REF! | #REF! | #REF! | Lasko |  | #REF! | #REF! | #REF! | #REF! | #REF! | #REF! | Lasko |  | #REF! | #REF! | #REF! | #REF! | #REF! | #REF! | Lasko |  | #REF! | #REF! | #REF! | #REF! | #REF! | #REF!
LG |  | #REF! | #REF! | #REF! | #REF! | #REF! | #REF! | LG |  | #REF! | #REF! | #REF! | #REF! | #REF! | #REF! | LG |  | #REF! | #REF! | #REF! | #REF! | #REF! | #REF! | LG |  | #REF! | #REF! | #REF! | #REF! | #REF! | #REF! | LG |  | #REF! | #REF! | #REF! | #REF! | #REF! | #REF!
Life Cell |  | #REF! | #REF! | #REF! | #REF! | #REF! | #REF! | Life Cell |  | #REF! | #REF! | #REF! | #REF! | #REF! | #REF! | Life Cell |  | #REF! | #REF! | #REF! | #REF! | #REF! | #REF! | Life Cell |  | #REF! | #REF! | #REF! | #REF! | #REF! | #REF! | Life Cell |  | #REF! | #REF! | #REF! | #REF! | #REF! | #REF!
LUX |  | #REF! | #REF! | #REF! | #REF! | #REF! | #REF! | LUX |  | #REF! | #REF! | #REF! | #REF! | #REF! | #REF! | LUX |  | #REF! | #REF! | #REF! | #REF! | #REF! | #REF! | LUX |  | #REF! | #REF! | #REF! | #REF! | #REF! | #REF! | LUX |  | #REF! | #REF! | #REF! | #REF! | #REF! | #REF!
Master Craft |  | #REF! | #REF! | #REF! | #REF! | #REF! | #REF! | Master Craft |  | #REF! | #REF! | #REF! | #REF! | #REF! | #REF! | Master Craft |  | #REF! | #REF! | #REF! | #REF! | #REF! | #REF! | Master Craft |  | #REF! | #REF! | #REF! | #REF! | #REF! | #REF! | Master Craft |  | #REF! | #REF! | #REF! | #REF! | #REF! | #REF!
Nectar |  | #REF! | #REF! | #REF! | #REF! | #REF! | #REF! | Nectar |  | #REF! | #REF! | #REF! | #REF! | #REF! | #REF! | Nectar |  | #REF! | #REF! | #REF! | #REF! | #REF! | #REF! | Nectar |  | #REF! | #REF! | #REF! | #REF! | #REF! | #REF! | Nectar |  | #REF! | #REF! | #REF! | #REF! | #REF! | #REF!
NUK |  | #REF! | #REF! | #REF! | #REF! | #REF! | #REF! | NUK |  | #REF! | #REF! | #REF! | #REF! | #REF! | #REF! | NUK |  | #REF! | #REF! | #REF! | #REF! | #REF! | #REF! | NUK |  | #REF! | #REF! | #REF! | #REF! | #REF! | #REF! | NUK |  | #REF! | #REF! | #REF! | #REF! | #REF! | #REF!
ORANSI |  | #REF! | #REF! | #REF! | #REF! | #REF! | #REF! | ORANSI |  | #REF! | #REF! | #REF! | #REF! | #REF! | #REF! | ORANSI |  | #REF! | #REF! | #REF! | #REF! | #REF! | #REF! | ORANSI |  | #REF! | #REF! | #REF! | #REF! | #REF! | #REF! | ORANSI |  | #REF! | #REF! | #REF! | #REF! | #REF! | #REF!
Oreck |  | #REF! | #REF! | #REF! | #REF! | #REF! | #REF! | Oreck |  | #REF! | #REF! | #REF! | #REF! | #REF! | #REF! | Oreck |  | #REF! | #REF! | #REF! | #REF! | #REF! | #REF! | Oreck |  | #REF! | #REF! | #REF! | #REF! | #REF! | #REF! | Oreck |  | #REF! | #REF! | #REF! | #REF! | #REF! | #REF!
Philips |  | #REF! | #REF! | #REF! | #REF! | #REF! | #REF! | Philips |  | #REF! | #REF! | #REF! | #REF! | #REF! | #REF! | Philips |  | #REF! | #REF! | #REF! | #REF! | #REF! | #REF! | Philips |  | #REF! | #REF! | #REF! | #REF! | #REF! | #REF! | Philips |  | #REF! | #REF! | #REF! | #REF! | #REF! | #REF!
Pure Ion Pro |  | #REF! | #REF! | #REF! | #REF! | #REF! | #REF! | Pure Ion Pro |  | #REF! | #REF! | #REF! | #REF! | #REF! | #REF! | Pure Ion Pro |  | #REF! | #REF! | #REF! | #REF! | #REF! | #REF! | Pure Ion Pro |  | #REF! | #REF! | #REF! | #REF! | #REF! | #REF! | Pure Ion Pro |  | #REF! | #REF! | #REF! | #REF! | #REF! | #REF!
PureGuardian |  | #REF! | #REF! | #REF! | #REF! | #REF! | #REF! | PureGuardian |  | #REF! | #REF! | #REF! | #REF! | #REF! | #REF! | PureGuardian |  | #REF! | #REF! | #REF! | #REF! | #REF! | #REF! | PureGuardian |  | #REF! | #REF! | #REF! | #REF! | #REF! | #REF! | PureGuardian |  | #REF! | #REF! | #REF! | #REF! | #REF! | #REF!
Rabbit Air |  | #REF! | #REF! | #REF! | #REF! | #REF! | #REF! | Rabbit Air |  | #REF! | #REF! | #REF! | #REF! | #REF! | #REF! | Rabbit Air |  | #REF! | #REF! | #REF! | #REF! | #REF! | #REF! | Rabbit Air |  | #REF! | #REF! | #REF! | #REF! | #REF! | #REF! | Rabbit Air |  | #REF! | #REF! | #REF! | #REF! | #REF! | #REF!
RevitalAir |  | #REF! | #REF! | #REF! | #REF! | #REF! | #REF! | RevitalAir |  | #REF! | #REF! | #REF! | #REF! | #REF! | #REF! | RevitalAir |  | #REF! | #REF! | #REF! | #REF! | #REF! | #REF! | RevitalAir |  | #REF! | #REF! | #REF! | #REF! | #REF! | #REF! | RevitalAir |  | #REF! | #REF! | #REF! | #REF! | #REF! | #REF!
ROWENTA |  | #REF! | #REF! | #REF! | #REF! | #REF! | #REF! | ROWENTA |  | #REF! | #REF! | #REF! | #REF! | #REF! | #REF! | ROWENTA |  | #REF! | #REF! | #REF! | #REF! | #REF! | #REF! | ROWENTA |  | #REF! | #REF! | #REF! | #REF! | #REF! | #REF! | ROWENTA |  | #REF! | #REF! | #REF! | #REF! | #REF! | #REF!
Sharp |  | #REF! | #REF! | #REF! | #REF! | #REF! | #REF! | Sharp |  | #REF! | #REF! | #REF! | #REF! | #REF! | #REF! | Sharp |  | #REF! | #REF! | #REF! | #REF! | #REF! | #REF! | Sharp |  | #REF! | #REF! | #REF! | #REF! | #REF! | #REF! | Sharp |  | #REF! | #REF! | #REF! | #REF! | #REF! | #REF!
SheerAIRE |  | #REF! | #REF! | #REF! | #REF! | #REF! | #REF! | SheerAIRE |  | #REF! | #REF! | #REF! | #REF! | #REF! | #REF! | SheerAIRE |  | #REF! | #REF! | #REF! | #REF! | #REF! | #REF! | SheerAIRE |  | #REF! | #REF! | #REF! | #REF! | #REF! | #REF! | SheerAIRE |  | #REF! | #REF! | #REF! | #REF! | #REF! | #REF!
Therapure |  | #REF! | #REF! | #REF! | #REF! | #REF! | #REF! | Therapure |  | #REF! | #REF! | #REF! | #REF! | #REF! | #REF! | Therapure |  | #REF! | #REF! | #REF! | #REF! | #REF! | #REF! | Therapure |  | #REF! | #REF! | #REF! | #REF! | #REF! | #REF! | Therapure |  | #REF! | #REF! | #REF! | #REF! | #REF! | #REF!
Whirlpool |  | #REF! | #REF! | #REF! | #REF! | #REF! | #REF! | Whirlpool |  | #REF! | #REF! | #REF! | #REF! | #REF! | #REF! | Whirlpool |  | #REF! | #REF! | #REF! | #REF! | #REF! | #REF! | Whirlpool |  | #REF! | #REF! | #REF! | #REF! | #REF! | #REF! | Whirlpool |  | #REF! | #REF! | #REF! | #REF! | #REF! | #REF!
Winix |  | #REF! | #REF! | #REF! | #REF! | #REF! | #REF! | Winix |  | #REF! | #REF! | #REF! | #REF! | #REF! | #REF! | Winix |  | #REF! | #REF! | #REF! | #REF! | #REF! | #REF! | Winix |  | #REF! | #REF! | #REF! | #REF! | #REF! | #REF! | Winix |  | #REF! | #REF! | #REF! | #REF! | #REF! | #REF!
Wood's |  | #REF! | #REF! | #REF! | #REF! | #REF! | #REF! | Wood's |  | #REF! | #REF! | #REF! | #REF! | #REF! | #REF! | Wood's |  | #REF! | #REF! | #REF! | #REF! | #REF! | #REF! | Wood's |  | #REF! | #REF! | #REF! | #REF! | #REF! | #REF! | Wood's |  | #REF! | #REF! | #REF! | #REF! | #REF! | #REF!
Non-ES Models | #REF! | #REF! | #REF! | #REF! | #REF! | #REF! | #REF! | Non-ES Models | #REF! | #REF! | #REF! | #REF! | #REF! | #REF! | #REF! | Non-ES Models | #REF! | #REF! | #REF! | #REF! | #REF! | #REF! | #REF! | Non-ES Models | #REF! | #REF! | #REF! | #REF! | #REF! | #REF! | #REF! | Non-ES Models | #REF! | #REF! | #REF! | #REF! | #REF! | #REF! | #REF!
Totals | #REF! | #REF! | #REF! | #REF! | #REF! | #REF! | #REF! | Totals | #REF! | #REF! | #REF! | #REF! | #REF! | #REF! | #REF! | Totals | #REF! | #REF! | #REF! | #REF! | #REF! | #REF! | #REF! | Totals | #REF! | #REF! | #REF! | #REF! | #REF! | #REF! | #REF! | Totals | #REF! | #REF! | #REF! | #REF! | #REF! | #REF! | #REF!
Market Penetration |  | #REF! | #REF! | #REF! | #REF! | #REF! | #REF! | Market Penetration |  | #REF! | #REF! | #REF! | #REF! | #REF! | #REF! | Market Penetration |  | #REF! | #REF! | #REF! | #REF! | #REF! | #REF! | Market Penetration |  | #REF! | #REF! | #REF! | #REF! | #REF! | #REF! | Market Penetration |  | #REF! | #REF! | #REF! | #REF! | #REF! | #REF!
Count of Brands |  | 0 | 0 | 0 | 0 | 0 | 0 | Count of Brands |  | 0 | 0 | 0 | 0 | 0 | 0 | Count of Brands |  | 0 | 0 | 0 | 0 | 0 | 0 | Count of Brands |  | 0 | 0 | 0 | 0 | 0 | 0 | Count of Brands |  | 0 | 0 | 0 | 0 | 0 | 0
Dust CADR/W (Adjusted Proposal Levels) | [7 empty] | Dust CADR/W (Adjusted Proposal Levels) | [7 empty] | Dust CADR/W (Adjusted Proposal Levels) | [7 empty] | Dust CADR/W (Adjusted Proposal Levels) | [7 empty] | Dust CADR/W (Adjusted Proposal Levels)
CADR < 100 | [7 empty] | 100 =< CADR < 150 | [7 empty] | 150 =< CADR < 200 | [7 empty] | 200 <= CADR | [7 empty] | All
ENERGY STAR Manufacturing Partner Brands | Non-ENERGY STAR | ENERGY STAR | Proposal # 1 (CADR/W = 2.3) | Proposal # 2 (CADR/W = 2.4) | Proposal # 3 (CADR/W = 2.5) | Proposal # 4 (CADR/W = 2.6) | Proposal # 5 (CADR/W = 2.7) | ENERGY STAR Manufacturing Partner Brands | Non-ENERGY STAR | ENERGY STAR | Proposal # 1 (CADR/W = 2.4) | Proposal # 2 (CADR/W = 2.5) | Proposal # 3 (CADR/W = 2.6) | Proposal # 4 (CADR/W = 3.0) | Proposal # 5 (CADR/W = 3.5) | ENERGY STAR Manufacturing Partner Brands | Non-ENERGY STAR | ENERGY STAR | Proposal # 1 (CADR/W = 2.5) | Proposal # 2 (CADR/W = 2.8) | Proposal # 3 (CADR/W = 3.0) | Proposal # 4 (CADR/W = 3.5) | Proposal # 5 (CADR/W = 4.0) | ENERGY STAR Manufacturing Partner Brands | Non-ENERGY STAR | ENERGY STAR | Proposal # 1 (CADR/W = 2.5) | Proposal # 2 (CADR/W = 2.8) | Proposal # 3 (CADR/W = 3.0) | Proposal # 4 (CADR/W = 3.5) | Proposal # 5 (CADR/W = 4.0) | ENERGY STAR Manufacturing Partner Brands | Non-ENERGY STAR | ENERGY STAR | Proposal # 1 | Proposal # 2 | Proposal # 3 | Proposal # 4 | Proposal # 5
Aerus |  | #REF! | #REF! | #REF! | #REF! | #REF! | #REF! | Aerus |  | #REF! | #REF! | #REF! | #REF! | #REF! | #REF! | Aerus |  | #REF! | #REF! | #REF! | #REF! | #REF! | #REF! | Aerus |  | #REF! | #REF! | #REF! | #REF! | #REF! | #REF! | Aerus |  | #REF! | #REF! | #REF! | #REF! | #REF! | #REF!
Airgle |  | #REF! | #REF! | #REF! | #REF! | #REF! | #REF! | Airgle |  | #REF! | #REF! | #REF! | #REF! | #REF! | #REF! | Airgle |  | #REF! | #REF! | #REF! | #REF! | #REF! | #REF! | Airgle |  | #REF! | #REF! | #REF! | #REF! | #REF! | #REF! | Airgle |  | #REF! | #REF! | #REF! | #REF! | #REF! | #REF!
AIRMEGA |  | #REF! | #REF! | #REF! | #REF! | #REF! | #REF! | AIRMEGA |  | #REF! | #REF! | #REF! | #REF! | #REF! | #REF! | AIRMEGA |  | #REF! | #REF! | #REF! | #REF! | #REF! | #REF! | AIRMEGA |  | #REF! | #REF! | #REF! | #REF! | #REF! | #REF! | AIRMEGA |  | #REF! | #REF! | #REF! | #REF! | #REF! | #REF!
Alen |  | #REF! | #REF! | #REF! | #REF! | #REF! | #REF! | Alen |  | #REF! | #REF! | #REF! | #REF! | #REF! | #REF! | Alen |  | #REF! | #REF! | #REF! | #REF! | #REF! | #REF! | Alen |  | #REF! | #REF! | #REF! | #REF! | #REF! | #REF! | Alen |  | #REF! | #REF! | #REF! | #REF! | #REF! | #REF!
Allergy Pro |  | #REF! | #REF! | #REF! | #REF! | #REF! | #REF! | Allergy Pro |  | #REF! | #REF! | #REF! | #REF! | #REF! | #REF! | Allergy Pro |  | #REF! | #REF! | #REF! | #REF! | #REF! | #REF! | Allergy Pro |  | #REF! | #REF! | #REF! | #REF! | #REF! | #REF! | Allergy Pro |  | #REF! | #REF! | #REF! | #REF! | #REF! | #REF!
Atmosphere |  | #REF! | #REF! | #REF! | #REF! | #REF! | #REF! | Atmosphere |  | #REF! | #REF! | #REF! | #REF! | #REF! | #REF! | Atmosphere |  | #REF! | #REF! | #REF! | #REF! | #REF! | #REF! | Atmosphere |  | #REF! | #REF! | #REF! | #REF! | #REF! | #REF! | Atmosphere |  | #REF! | #REF! | #REF! | #REF! | #REF! | #REF!
BeneLife |  | #REF! | #REF! | #REF! | #REF! | #REF! | #REF! | BeneLife |  | #REF! | #REF! | #REF! | #REF! | #REF! | #REF! | BeneLife |  | #REF! | #REF! | #REF! | #REF! | #REF! | #REF! | BeneLife |  | #REF! | #REF! | #REF! | #REF! | #REF! | #REF! | BeneLife |  | #REF! | #REF! | #REF! | #REF! | #REF! | #REF!
Bionaire |  | #REF! | #REF! | #REF! | #REF! | #REF! | #REF! | Bionaire |  | #REF! | #REF! | #REF! | #REF! | #REF! | #REF! | Bionaire |  | #REF! | #REF! | #REF! | #REF! | #REF! | #REF! | Bionaire |  | #REF! | #REF! | #REF! | #REF! | #REF! | #REF! | Bionaire |  | #REF! | #REF! | #REF! | #REF! | #REF! | #REF!
BLUE |  | #REF! | #REF! | #REF! | #REF! | #REF! | #REF! | BLUE |  | #REF! | #REF! | #REF! | #REF! | #REF! | #REF! | BLUE |  | #REF! | #REF! | #REF! | #REF! | #REF! | #REF! | BLUE |  | #REF! | #REF! | #REF! | #REF! | #REF! | #REF! | BLUE |  | #REF! | #REF! | #REF! | #REF! | #REF! | #REF!
Blueair |  | #REF! | #REF! | #REF! | #REF! | #REF! | #REF! | Blueair |  | #REF! | #REF! | #REF! | #REF! | #REF! | #REF! | Blueair |  | #REF! | #REF! | #REF! | #REF! | #REF! | #REF! | Blueair |  | #REF! | #REF! | #REF! | #REF! | #REF! | #REF! | Blueair |  | #REF! | #REF! | #REF! | #REF! | #REF! | #REF!
Blueair Aerus |  | #REF! | #REF! | #REF! | #REF! | #REF! | #REF! | Blueair Aerus |  | #REF! | #REF! | #REF! | #REF! | #REF! | #REF! | Blueair Aerus |  | #REF! | #REF! | #REF! | #REF! | #REF! | #REF! | Blueair Aerus |  | #REF! | #REF! | #REF! | #REF! | #REF! | #REF! | Blueair Aerus |  | #REF! | #REF! | #REF! | #REF! | #REF! | #REF!
Boneco |  | #REF! | #REF! | #REF! | #REF! | #REF! | #REF! | Boneco |  | #REF! | #REF! | #REF! | #REF! | #REF! | #REF! | Boneco |  | #REF! | #REF! | #REF! | #REF! | #REF! | #REF! | Boneco |  | #REF! | #REF! | #REF! | #REF! | #REF! | #REF! | Boneco |  | #REF! | #REF! | #REF! | #REF! | #REF! | #REF!
Brondell |  | #REF! | #REF! | #REF! | #REF! | #REF! | #REF! | Brondell |  | #REF! | #REF! | #REF! | #REF! | #REF! | #REF! | Brondell |  | #REF! | #REF! | #REF! | #REF! | #REF! | #REF! | Brondell |  | #REF! | #REF! | #REF! | #REF! | #REF! | #REF! | Brondell |  | #REF! | #REF! | #REF! | #REF! | #REF! | #REF!
Coway |  | #REF! | #REF! | #REF! | #REF! | #REF! | #REF! | Coway |  | #REF! | #REF! | #REF! | #REF! | #REF! | #REF! | Coway |  | #REF! | #REF! | #REF! | #REF! | #REF! | #REF! | Coway |  | #REF! | #REF! | #REF! | #REF! | #REF! | #REF! | Coway |  | #REF! | #REF! | #REF! | #REF! | #REF! | #REF!
Coway, Cairs |  | #REF! | #REF! | #REF! | #REF! | #REF! | #REF! | Coway, Cairs |  | #REF! | #REF! | #REF! | #REF! | #REF! | #REF! | Coway, Cairs |  | #REF! | #REF! | #REF! | #REF! | #REF! | #REF! | Coway, Cairs |  | #REF! | #REF! | #REF! | #REF! | #REF! | #REF! | Coway, Cairs |  | #REF! | #REF! | #REF! | #REF! | #REF! | #REF!
Electrolux |  | #REF! | #REF! | #REF! | #REF! | #REF! | #REF! | Electrolux |  | #REF! | #REF! | #REF! | #REF! | #REF! | #REF! | Electrolux |  | #REF! | #REF! | #REF! | #REF! | #REF! | #REF! | Electrolux |  | #REF! | #REF! | #REF! | #REF! | #REF! | #REF! | Electrolux |  | #REF! | #REF! | #REF! | #REF! | #REF! | #REF!
Envion |  | #REF! | #REF! | #REF! | #REF! | #REF! | #REF! | Envion |  | #REF! | #REF! | #REF! | #REF! | #REF! | #REF! | Envion |  | #REF! | #REF! | #REF! | #REF! | #REF! | #REF! | Envion |  | #REF! | #REF! | #REF! | #REF! | #REF! | #REF! | Envion |  | #REF! | #REF! | #REF! | #REF! | #REF! | #REF!
Febreze |  | #REF! | #REF! | #REF! | #REF! | #REF! | #REF! | Febreze |  | #REF! | #REF! | #REF! | #REF! | #REF! | #REF! | Febreze |  | #REF! | #REF! | #REF! | #REF! | #REF! | #REF! | Febreze |  | #REF! | #REF! | #REF! | #REF! | #REF! | #REF! | Febreze |  | #REF! | #REF! | #REF! | #REF! | #REF! | #REF!
Fellowes |  | #REF! | #REF! | #REF! | #REF! | #REF! | #REF! | Fellowes |  | #REF! | #REF! | #REF! | #REF! | #REF! | #REF! | Fellowes |  | #REF! | #REF! | #REF! | #REF! | #REF! | #REF! | Fellowes |  | #REF! | #REF! | #REF! | #REF! | #REF! | #REF! | Fellowes |  | #REF! | #REF! | #REF! | #REF! | #REF! | #REF!
Filtrete |  | #REF! | #REF! | #REF! | #REF! | #REF! | #REF! | Filtrete |  | #REF! | #REF! | #REF! | #REF! | #REF! | #REF! | Filtrete |  | #REF! | #REF! | #REF! | #REF! | #REF! | #REF! | Filtrete |  | #REF! | #REF! | #REF! | #REF! | #REF! | #REF! | Filtrete |  | #REF! | #REF! | #REF! | #REF! | #REF! | #REF!
Friedrich |  | #REF! | #REF! | #REF! | #REF! | #REF! | #REF! | Friedrich |  | #REF! | #REF! | #REF! | #REF! | #REF! | #REF! | Friedrich |  | #REF! | #REF! | #REF! | #REF! | #REF! | #REF! | Friedrich |  | #REF! | #REF! | #REF! | #REF! | #REF! | #REF! | Friedrich |  | #REF! | #REF! | #REF! | #REF! | #REF! | #REF!
Frigidaire |  | #REF! | #REF! | #REF! | #REF! | #REF! | #REF! | Frigidaire |  | #REF! | #REF! | #REF! | #REF! | #REF! | #REF! | Frigidaire |  | #REF! | #REF! | #REF! | #REF! | #REF! | #REF! | Frigidaire |  | #REF! | #REF! | #REF! | #REF! | #REF! | #REF! | Frigidaire |  | #REF! | #REF! | #REF! | #REF! | #REF! | #REF!
GermGuardian |  | #REF! | #REF! | #REF! | #REF! | #REF! | #REF! | GermGuardian |  | #REF! | #REF! | #REF! | #REF! | #REF! | #REF! | GermGuardian |  | #REF! | #REF! | #REF! | #REF! | #REF! | #REF! | GermGuardian |  | #REF! | #REF! | #REF! | #REF! | #REF! | #REF! | GermGuardian |  | #REF! | #REF! | #REF! | #REF! | #REF! | #REF!
Holmes |  | #REF! | #REF! | #REF! | #REF! | #REF! | #REF! | Holmes |  | #REF! | #REF! | #REF! | #REF! | #REF! | #REF! | Holmes |  | #REF! | #REF! | #REF! | #REF! | #REF! | #REF! | Holmes |  | #REF! | #REF! | #REF! | #REF! | #REF! | #REF! | Holmes |  | #REF! | #REF! | #REF! | #REF! | #REF! | #REF!
HOMEDICS |  | #REF! | #REF! | #REF! | #REF! | #REF! | #REF! | HOMEDICS |  | #REF! | #REF! | #REF! | #REF! | #REF! | #REF! | HOMEDICS |  | #REF! | #REF! | #REF! | #REF! | #REF! | #REF! | HOMEDICS |  | #REF! | #REF! | #REF! | #REF! | #REF! | #REF! | HOMEDICS |  | #REF! | #REF! | #REF! | #REF! | #REF! | #REF!
HomeTrends |  | #REF! | #REF! | #REF! | #REF! | #REF! | #REF! | HomeTrends |  | #REF! | #REF! | #REF! | #REF! | #REF! | #REF! | HomeTrends |  | #REF! | #REF! | #REF! | #REF! | #REF! | #REF! | HomeTrends |  | #REF! | #REF! | #REF! | #REF! | #REF! | #REF! | HomeTrends |  | #REF! | #REF! | #REF! | #REF! | #REF! | #REF!
Honeywell |  | #REF! | #REF! | #REF! | #REF! | #REF! | #REF! | Honeywell |  | #REF! | #REF! | #REF! | #REF! | #REF! | #REF! | Honeywell |  | #REF! | #REF! | #REF! | #REF! | #REF! | #REF! | Honeywell |  | #REF! | #REF! | #REF! | #REF! | #REF! | #REF! | Honeywell |  | #REF! | #REF! | #REF! | #REF! | #REF! | #REF!
IDEAL |  | #REF! | #REF! | #REF! | #REF! | #REF! | #REF! | IDEAL |  | #REF! | #REF! | #REF! | #REF! | #REF! | #REF! | IDEAL |  | #REF! | #REF! | #REF! | #REF! | #REF! | #REF! | IDEAL |  | #REF! | #REF! | #REF! | #REF! | #REF! | #REF! | IDEAL |  | #REF! | #REF! | #REF! | #REF! | #REF! | #REF!
Idylis |  | #REF! | #REF! | #REF! | #REF! | #REF! | #REF! | Idylis |  | #REF! | #REF! | #REF! | #REF! | #REF! | #REF! | Idylis |  | #REF! | #REF! | #REF! | #REF! | #REF! | #REF! | Idylis |  | #REF! | #REF! | #REF! | #REF! | #REF! | #REF! | Idylis |  | #REF! | #REF! | #REF! | #REF! | #REF! | #REF!
Intellipure |  | #REF! | #REF! | #REF! | #REF! | #REF! | #REF! | Intellipure |  | #REF! | #REF! | #REF! | #REF! | #REF! | #REF! | Intellipure |  | #REF! | #REF! | #REF! | #REF! | #REF! | #REF! | Intellipure |  | #REF! | #REF! | #REF! | #REF! | #REF! | #REF! | Intellipure |  | #REF! | #REF! | #REF! | #REF! | #REF! | #REF!
Ionic Comfort |  | #REF! | #REF! | #REF! | #REF! | #REF! | #REF! | Ionic Comfort |  | #REF! | #REF! | #REF! | #REF! | #REF! | #REF! | Ionic Comfort |  | #REF! | #REF! | #REF! | #REF! | #REF! | #REF! | Ionic Comfort |  | #REF! | #REF! | #REF! | #REF! | #REF! | #REF! | Ionic Comfort |  | #REF! | #REF! | #REF! | #REF! | #REF! | #REF!
Ionic Comfort Plus |  | #REF! | #REF! | #REF! | #REF! | #REF! | #REF! | Ionic Comfort Plus |  | #REF! | #REF! | #REF! | #REF! | #REF! | #REF! | Ionic Comfort Plus |  | #REF! | #REF! | #REF! | #REF! | #REF! | #REF! | Ionic Comfort Plus |  | #REF! | #REF! | #REF! | #REF! | #REF! | #REF! | Ionic Comfort Plus |  | #REF! | #REF! | #REF! | #REF! | #REF! | #REF!
Ionic Pro Platinum |  | #REF! | #REF! | #REF! | #REF! | #REF! | #REF! | Ionic Pro Platinum |  | #REF! | #REF! | #REF! | #REF! | #REF! | #REF! | Ionic Pro Platinum |  | #REF! | #REF! | #REF! | #REF! | #REF! | #REF! | Ionic Pro Platinum |  | #REF! | #REF! | #REF! | #REF! | #REF! | #REF! | Ionic Pro Platinum |  | #REF! | #REF! | #REF! | #REF! | #REF! | #REF!
IQAir |  | #REF! | #REF! | #REF! | #REF! | #REF! | #REF! | IQAir |  | #REF! | #REF! | #REF! | #REF! | #REF! | #REF! | IQAir |  | #REF! | #REF! | #REF! | #REF! | #REF! | #REF! | IQAir |  | #REF! | #REF! | #REF! | #REF! | #REF! | #REF! | IQAir |  | #REF! | #REF! | #REF! | #REF! | #REF! | #REF!
Kenmore |  | #REF! | #REF! | #REF! | #REF! | #REF! | #REF! | Kenmore |  | #REF! | #REF! | #REF! | #REF! | #REF! | #REF! | Kenmore |  | #REF! | #REF! | #REF! | #REF! | #REF! | #REF! | Kenmore |  | #REF! | #REF! | #REF! | #REF! | #REF! | #REF! | Kenmore |  | #REF! | #REF! | #REF! | #REF! | #REF! | #REF!
KoolCoh |  | #REF! | #REF! | #REF! | #REF! | #REF! | #REF! | KoolCoh |  | #REF! | #REF! | #REF! | #REF! | #REF! | #REF! | KoolCoh |  | #REF! | #REF! | #REF! | #REF! | #REF! | #REF! | KoolCoh |  | #REF! | #REF! | #REF! | #REF! | #REF! | #REF! | KoolCoh |  | #REF! | #REF! | #REF! | #REF! | #REF! | #REF!
Lasko |  | #REF! | #REF! | #REF! | #REF! | #REF! | #REF! | Lasko |  | #REF! | #REF! | #REF! | #REF! | #REF! | #REF! | Lasko |  | #REF! | #REF! | #REF! | #REF! | #REF! | #REF! | Lasko |  | #REF! | #REF! | #REF! | #REF! | #REF! | #REF! | Lasko |  | #REF! | #REF! | #REF! | #REF! | #REF! | #REF!
LG |  | #REF! | #REF! | #REF! | #REF! | #REF! | #REF! | LG |  | #REF! | #REF! | #REF! | #REF! | #REF! | #REF! | LG |  | #REF! | #REF! | #REF! | #REF! | #REF! | #REF! | LG |  | #REF! | #REF! | #REF! | #REF! | #REF! | #REF! | LG |  | #REF! | #REF! | #REF! | #REF! | #REF! | #REF!
Life Cell |  | #REF! | #REF! | #REF! | #REF! | #REF! | #REF! | Life Cell |  | #REF! | #REF! | #REF! | #REF! | #REF! | #REF! | Life Cell |  | #REF! | #REF! | #REF! | #REF! | #REF! | #REF! | Life Cell |  | #REF! | #REF! | #REF! | #REF! | #REF! | #REF! | Life Cell |  | #REF! | #REF! | #REF! | #REF! | #REF! | #REF!
LUX |  | #REF! | #REF! | #REF! | #REF! | #REF! | #REF! | LUX |  | #REF! | #REF! | #REF! | #REF! | #REF! | #REF! | LUX |  | #REF! | #REF! | #REF! | #REF! | #REF! | #REF! | LUX |  | #REF! | #REF! | #REF! | #REF! | #REF! | #REF! | LUX |  | #REF! | #REF! | #REF! | #REF! | #REF! | #REF!
Master Craft |  | #REF! | #REF! | #REF! | #REF! | #REF! | #REF! | Master Craft |  | #REF! | #REF! | #REF! | #REF! | #REF! | #REF! | Master Craft |  | #REF! | #REF! | #REF! | #REF! | #REF! | #REF! | Master Craft |  | #REF! | #REF! | #REF! | #REF! | #REF! | #REF! | Master Craft |  | #REF! | #REF! | #REF! | #REF! | #REF! | #REF!
Nectar |  | #REF! | #REF! | #REF! | #REF! | #REF! | #REF! | Nectar |  | #REF! | #REF! | #REF! | #REF! | #REF! | #REF! | Nectar |  | #REF! | #REF! | #REF! | #REF! | #REF! | #REF! | Nectar |  | #REF! | #REF! | #REF! | #REF! | #REF! | #REF! | Nectar |  | #REF! | #REF! | #REF! | #REF! | #REF! | #REF!
NUK |  | #REF! | #REF! | #REF! | #REF! | #REF! | #REF! | NUK |  | #REF! | #REF! | #REF! | #REF! | #REF! | #REF! | NUK |  | #REF! | #REF! | #REF! | #REF! | #REF! | #REF! | NUK |  | #REF! | #REF! | #REF! | #REF! | #REF! | #REF! | NUK |  | #REF! | #REF! | #REF! | #REF! | #REF! | #REF!
ORANSI |  | #REF! | #REF! | #REF! | #REF! | #REF! | #REF! | ORANSI |  | #REF! | #REF! | #REF! | #REF! | #REF! | #REF! | ORANSI |  | #REF! | #REF! | #REF! | #REF! | #REF! | #REF! | ORANSI |  | #REF! | #REF! | #REF! | #REF! | #REF! | #REF! | ORANSI |  | #REF! | #REF! | #REF! | #REF! | #REF! | #REF!
Oreck |  | #REF! | #REF! | #REF! | #REF! | #REF! | #REF! | Oreck |  | #REF! | #REF! | #REF! | #REF! | #REF! | #REF! | Oreck |  | #REF! | #REF! | #REF! | #REF! | #REF! | #REF! | Oreck |  | #REF! | #REF! | #REF! | #REF! | #REF! | #REF! | Oreck |  | #REF! | #REF! | #REF! | #REF! | #REF! | #REF!
Philips |  | #REF! | #REF! | #REF! | #REF! | #REF! | #REF! | Philips |  | #REF! | #REF! | #REF! | #REF! | #REF! | #REF! | Philips |  | #REF! | #REF! | #REF! | #REF! | #REF! | #REF! | Philips |  | #REF! | #REF! | #REF! | #REF! | #REF! | #REF! | Philips |  | #REF! | #REF! | #REF! | #REF! | #REF! | #REF!
Pure Ion Pro |  | #REF! | #REF! | #REF! | #REF! | #REF! | #REF! | Pure Ion Pro |  | #REF! | #REF! | #REF! | #REF! | #REF! | #REF! | Pure Ion Pro |  | #REF! | #REF! | #REF! | #REF! | #REF! | #REF! | Pure Ion Pro |  | #REF! | #REF! | #REF! | #REF! | #REF! | #REF! | Pure Ion Pro |  | #REF! | #REF! | #REF! | #REF! | #REF! | #REF!
PureGuardian |  | #REF! | #REF! | #REF! | #REF! | #REF! | #REF! | PureGuardian |  | #REF! | #REF! | #REF! | #REF! | #REF! | #REF! | PureGuardian |  | #REF! | #REF! | #REF! | #REF! | #REF! | #REF! | PureGuardian |  | #REF! | #REF! | #REF! | #REF! | #REF! | #REF! | PureGuardian |  | #REF! | #REF! | #REF! | #REF! | #REF! | #REF!
Rabbit Air |  | #REF! | #REF! | #REF! | #REF! | #REF! | #REF! | Rabbit Air |  | #REF! | #REF! | #REF! | #REF! | #REF! | #REF! | Rabbit Air |  | #REF! | #REF! | #REF! | #REF! | #REF! | #REF! | Rabbit Air |  | #REF! | #REF! | #REF! | #REF! | #REF! | #REF! | Rabbit Air |  | #REF! | #REF! | #REF! | #REF! | #REF! | #REF!
RevitalAir |  | #REF! | #REF! | #REF! | #REF! | #REF! | #REF! | RevitalAir |  | #REF! | #REF! | #REF! | #REF! | #REF! | #REF! | RevitalAir |  | #REF! | #REF! | #REF! | #REF! | #REF! | #REF! | RevitalAir |  | #REF! | #REF! | #REF! | #REF! | #REF! | #REF! | RevitalAir |  | #REF! | #REF! | #REF! | #REF! | #REF! | #REF!
ROWENTA |  | #REF! | #REF! | #REF! | #REF! | #REF! | #REF! | ROWENTA |  | #REF! | #REF! | #REF! | #REF! | #REF! | #REF! | ROWENTA |  | #REF! | #REF! | #REF! | #REF! | #REF! | #REF! | ROWENTA |  | #REF! | #REF! | #REF! | #REF! | #REF! | #REF! | ROWENTA |  | #REF! | #REF! | #REF! | #REF! | #REF! | #REF!
Sharp |  | #REF! | #REF! | #REF! | #REF! | #REF! | #REF! | Sharp |  | #REF! | #REF! | #REF! | #REF! | #REF! | #REF! | Sharp |  | #REF! | #REF! | #REF! | #REF! | #REF! | #REF! | Sharp |  | #REF! | #REF! | #REF! | #REF! | #REF! | #REF! | Sharp |  | #REF! | #REF! | #REF! | #REF! | #REF! | #REF!
SheerAIRE |  | #REF! | #REF! | #REF! | #REF! | #REF! | #REF! | SheerAIRE |  | #REF! | #REF! | #REF! | #REF! | #REF! | #REF! | SheerAIRE |  | #REF! | #REF! | #REF! | #REF! | #REF! | #REF! | SheerAIRE |  | #REF! | #REF! | #REF! | #REF! | #REF! | #REF! | SheerAIRE |  | #REF! | #REF! | #REF! | #REF! | #REF! | #REF!
Therapure |  | #REF! | #REF! | #REF! | #REF! | #REF! | #REF! | Therapure |  | #REF! | #REF! | #REF! | #REF! | #REF! | #REF! | Therapure |  | #REF! | #REF! | #REF! | #REF! | #REF! | #REF! | Therapure |  | #REF! | #REF! | #REF! | #REF! | #REF! | #REF! | Therapure |  | #REF! | #REF! | #REF! | #REF! | #REF! | #REF!
Whirlpool |  | #REF! | #REF! | #REF! | #REF! | #REF! | #REF! | Whirlpool |  | #REF! | #REF! | #REF! | #REF! | #REF! | #REF! | Whirlpool |  | #REF! | #REF! | #REF! | #REF! | #REF! | #REF! | Whirlpool |  | #REF! | #REF! | #REF! | #REF! | #REF! | #REF! | Whirlpool |  | #REF! | #REF! | #REF! | #REF! | #REF! | #REF!
Winix |  | #REF! | #REF! | #REF! | #REF! | #REF! | #REF! | Winix |  | #REF! | #REF! | #REF! | #REF! | #REF! | #REF! | Winix |  | #REF! | #REF! | #REF! | #REF! | #REF! | #REF! | Winix |  | #REF! | #REF! | #REF! | #REF! | #REF! | #REF! | Winix |  | #REF! | #REF! | #REF! | #REF! | #REF! | #REF!
Wood's |  | #REF! | #REF! | #REF! | #REF! | #REF! | #REF! | Wood's |  | #REF! | #REF! | #REF! | #REF! | #REF! | #REF! | Wood's |  | #REF! | #REF! | #REF! | #REF! | #REF! | #REF! | Wood's |  | #REF! | #REF! | #REF! | #REF! | #REF! | #REF! | Wood's |  | #REF! | #REF! | #REF! | #REF! | #REF! | #REF!
Non-ES Models | #REF! | #REF! | #REF! | #REF! | #REF! | #REF! | #REF! | Non-ES Models | #REF! | #REF! | #REF! | #REF! | #REF! | #REF! | #REF! | Non-ES Models | #REF! | #REF! | #REF! | #REF! | #REF! | #REF! | #REF! | Non-ES Models | #REF! | #REF! | #REF! | #REF! | #REF! | #REF! | #REF! | Non-ES Models | #REF! | #REF! | #REF! | #REF! | #REF! | #REF! | #REF!
Totals | #REF! | #REF! | #REF! | #REF! | #REF! | #REF! | #REF! | Totals | #REF! | #REF! | #REF! | #REF! | #REF! | #REF! | #REF! | Totals | #REF! | #REF! | #REF! | #REF! | #REF! | #REF! | #REF! | Totals | #REF! | #REF! | #REF! | #REF! | #REF! | #REF! | #REF! | Totals | #REF! | #REF! | #REF! | #REF! | #REF! | #REF! | #REF!
Market Penetration |  | #REF! | #REF! | #REF! | #REF! | #REF! | #REF! | Market Penetration |  | #REF! | #REF! | #REF! | #REF! | #REF! | #REF! | Market Penetration |  | #REF! | #REF! | #REF! | #REF! | #REF! | #REF! | Market Penetration |  | #REF! | #REF! | #REF! | #REF! | #REF! | #REF! | Market Penetration |  | #REF! | #REF! | #REF! | #REF! | #REF! | #REF!
Count of Brands |  | 0 | 0 | 0 | 0 | 0 | 0 | Count of Brands |  | 0 | 0 | 0 | 0 | 0 | 0 | Count of Brands |  | 0 | 0 | 0 | 0 | 0 | 0 | Count of Brands |  | 0 | 0 | 0 | 0 | 0 | 0 | Count of Brands |  | 0 | 0 | 0 | 0 | 0 | 0
Pollen CADR/W (Consistant Proposal Levels) | [7 empty] | Pollen CADR/W (Consistant Proposal Levels) | [7 empty] | Pollen CADR/W (Consistant Proposal Levels) | [7 empty] | Pollen CADR/W (Consistant Proposal Levels) | [7 empty] | Pollen CADR/W (Consistant Proposal Levels)
CADR < 100 | [7 empty] | 100 =< CADR < 150 | [7 empty] | 150 =< CADR < 200 | [7 empty] | 200 <= CADR | [7 empty] | All
ENERGY STAR Manufacturing Partner Brands | Non-ENERGY STAR | ENERGY STAR | Proposal # 1 (CADR/W = 2.2) | Proposal # 2 (CADR/W = 2.5) | Proposal # 3 (CADR/W = 3.0) | Proposal # 4 (CADR/W = 3.5) | Proposal # 5 (CADR/W = 4.0) | ENERGY STAR Manufacturing Partner Brands | Non-ENERGY STAR | ENERGY STAR | Proposal # 1 (CADR/W = 2.2) | Proposal # 2 (CADR/W = 2.5) | Proposal # 3 (CADR/W = 3.0) | Proposal # 4 (CADR/W = 3.5) | Proposal # 5 (CADR/W = 4.0) | ENERGY STAR Manufacturing Partner Brands | Non-ENERGY STAR | ENERGY STAR | Proposal # 1 (CADR/W = 2.2) | Proposal # 2 (CADR/W = 2.5) | Proposal # 3 (CADR/W = 3.0) | Proposal # 4 (CADR/W = 3.5) | Proposal # 5 (CADR/W = 4.0) | ENERGY STAR Manufacturing Partner Brands | Non-ENERGY STAR | ENERGY STAR | Proposal # 1 (CADR/W = 2.2) | Proposal # 2 (CADR/W = 2.5) | Proposal # 3 (CADR/W = 3.0) | Proposal # 4 (CADR/W = 3.5) | Proposal # 5 (CADR/W = 4.0) | ENERGY STAR Manufacturing Partner Brands | Non-ENERGY STAR | ENERGY STAR | Proposal # 1 (CADR/W = 2.2) | Proposal # 2 (CADR/W = 2.5) | Proposal # 3 (CADR/W = 3.0) | Proposal # 4 (CADR/W = 3.5) | Proposal # 5 (CADR/W = 4.0)
Aerus |  | #REF! | #REF! | #REF! | #REF! | #REF! | #REF! | Aerus |  | #REF! | #REF! | #REF! | #REF! | #REF! | #REF! | Aerus |  | #REF! | #REF! | #REF! | #REF! | #REF! | #REF! | Aerus |  | #REF! | #REF! | #REF! | #REF! | #REF! | #REF! | Aerus |  | #REF! | #REF! | #REF! | #REF! | #REF! | #REF!
Airgle |  | #REF! | #REF! | #REF! | #REF! | #REF! | #REF! | Airgle |  | #REF! | #REF! | #REF! | #REF! | #REF! | #REF! | Airgle |  | #REF! | #REF! | #REF! | #REF! | #REF! | #REF! | Airgle |  | #REF! | #REF! | #REF! | #REF! | #REF! | #REF! | Airgle |  | #REF! | #REF! | #REF! | #REF! | #REF! | #REF!
AIRMEGA |  | #REF! | #REF! | #REF! | #REF! | #REF! | #REF! | AIRMEGA |  | #REF! | #REF! | #REF! | #REF! | #REF! | #REF! | AIRMEGA |  | #REF! | #REF! | #REF! | #REF! | #REF! | #REF! | AIRMEGA |  | #REF! | #REF! | #REF! | #REF! | #REF! | #REF! | AIRMEGA |  | #REF! | #REF! | #REF! | #REF! | #REF! | #REF!
Alen |  | #REF! | #REF! | #REF! | #REF! | #REF! | #REF! | Alen |  | #REF! | #REF! | #REF! | #REF! | #REF! | #REF! | Alen |  | #REF! | #REF! | #REF! | #REF! | #REF! | #REF! | Alen |  | #REF! | #REF! | #REF! | #REF! | #REF! | #REF! | Alen |  | #REF! | #REF! | #REF! | #REF! | #REF! | #REF!
Allergy Pro |  | #REF! | #REF! | #REF! | #REF! | #REF! | #REF! | Allergy Pro |  | #REF! | #REF! | #REF! | #REF! | #REF! | #REF! | Allergy Pro |  | #REF! | #REF! | #REF! | #REF! | #REF! | #REF! | Allergy Pro |  | #REF! | #REF! | #REF! | #REF! | #REF! | #REF! | Allergy Pro |  | #REF! | #REF! | #REF! | #REF! | #REF! | #REF!
Atmosphere |  | #REF! | #REF! | #REF! | #REF! | #REF! | #REF! | Atmosphere |  | #REF! | #REF! | #REF! | #REF! | #REF! | #REF! | Atmosphere |  | #REF! | #REF! | #REF! | #REF! | #REF! | #REF! | Atmosphere |  | #REF! | #REF! | #REF! | #REF! | #REF! | #REF! | Atmosphere |  | #REF! | #REF! | #REF! | #REF! | #REF! | #REF!
BeneLife |  | #REF! | #REF! | #REF! | #REF! | #REF! | #REF! | BeneLife |  | #REF! | #REF! | #REF! | #REF! | #REF! | #REF! | BeneLife |  | #REF! | #REF! | #REF! | #REF! | #REF! | #REF! | BeneLife |  | #REF! | #REF! | #REF! | #REF! | #REF! | #REF! | BeneLife |  | #REF! | #REF! | #REF! | #REF! | #REF! | #REF!
Bionaire |  | #REF! | #REF! | #REF! | #REF! | #REF! | #REF! | Bionaire |  | #REF! | #REF! | #REF! | #REF! | #REF! | #REF! | Bionaire |  | #REF! | #REF! | #REF! | #REF! | #REF! | #REF! | Bionaire |  | #REF! | #REF! | #REF! | #REF! | #REF! | #REF! | Bionaire |  | #REF! | #REF! | #REF! | #REF! | #REF! | #REF!
BLUE |  | #REF! | #REF! | #REF! | #REF! | #REF! | #REF! | BLUE |  | #REF! | #REF! | #REF! | #REF! | #REF! | #REF! | BLUE |  | #REF! | #REF! | #REF! | #REF! | #REF! | #REF! | BLUE |  | #REF! | #REF! | #REF! | #REF! | #REF! | #REF! | BLUE |  | #REF! | #REF! | #REF! | #REF! | #REF! | #REF!
Blueair |  | #REF! | #REF! | #REF! | #REF! | #REF! | #REF! | Blueair |  | #REF! | #REF! | #REF! | #REF! | #REF! | #REF! | Blueair |  | #REF! | #REF! | #REF! | #REF! | #REF! | #REF! | Blueair |  | #REF! | #REF! | #REF! | #REF! | #REF! | #REF! | Blueair |  | #REF! | #REF! | #REF! | #REF! | #REF! | #REF!
Blueair Aerus |  | #REF! | #REF! | #REF! | #REF! | #REF! | #REF! | Blueair Aerus |  | #REF! | #REF! | #REF! | #REF! | #REF! | #REF! | Blueair Aerus |  | #REF! | #REF! | #REF! | #REF! | #REF! | #REF! | Blueair Aerus |  | #REF! | #REF! | #REF! | #REF! | #REF! | #REF! | Blueair Aerus |  | #REF! | #REF! | #REF! | #REF! | #REF! | #REF!
Boneco |  | #REF! | #REF! | #REF! | #REF! | #REF! | #REF! | Boneco |  | #REF! | #REF! | #REF! | #REF! | #REF! | #REF! | Boneco |  | #REF! | #REF! | #REF! | #REF! | #REF! | #REF! | Boneco |  | #REF! | #REF! | #REF! | #REF! | #REF! | #REF! | Boneco |  | #REF! | #REF! | #REF! | #REF! | #REF! | #REF!
Brondell |  | #REF! | #REF! | #REF! | #REF! | #REF! | #REF! | Brondell |  | #REF! | #REF! | #REF! | #REF! | #REF! | #REF! | Brondell |  | #REF! | #REF! | #REF! | #REF! | #REF! | #REF! | Brondell |  | #REF! | #REF! | #REF! | #REF! | #REF! | #REF! | Brondell |  | #REF! | #REF! | #REF! | #REF! | #REF! | #REF!
Coway |  | #REF! | #REF! | #REF! | #REF! | #REF! | #REF! | Coway |  | #REF! | #REF! | #REF! | #REF! | #REF! | #REF! | Coway |  | #REF! | #REF! | #REF! | #REF! | #REF! | #REF! | Coway |  | #REF! | #REF! | #REF! | #REF! | #REF! | #REF! | Coway |  | #REF! | #REF! | #REF! | #REF! | #REF! | #REF!
Coway, Cairs |  | #REF! | #REF! | #REF! | #REF! | #REF! | #REF! | Coway, Cairs |  | #REF! | #REF! | #REF! | #REF! | #REF! | #REF! | Coway, Cairs |  | #REF! | #REF! | #REF! | #REF! | #REF! | #REF! | Coway, Cairs |  | #REF! | #REF! | #REF! | #REF! | #REF! | #REF! | Coway, Cairs |  | #REF! | #REF! | #REF! | #REF! | #REF! | #REF!
Electrolux |  | #REF! | #REF! | #REF! | #REF! | #REF! | #REF! | Electrolux |  | #REF! | #REF! | #REF! | #REF! | #REF! | #REF! | Electrolux |  | #REF! | #REF! | #REF! | #REF! | #REF! | #REF! | Electrolux |  | #REF! | #REF! | #REF! | #REF! | #REF! | #REF! | Electrolux |  | #REF! | #REF! | #REF! | #REF! | #REF! | #REF!
Envion |  | #REF! | #REF! | #REF! | #REF! | #REF! | #REF! | Envion |  | #REF! | #REF! | #REF! | #REF! | #REF! | #REF! | Envion |  | #REF! | #REF! | #REF! | #REF! | #REF! | #REF! | Envion |  | #REF! | #REF! | #REF! | #REF! | #REF! | #REF! | Envion |  | #REF! | #REF! | #REF! | #REF! | #REF! | #REF!
Febreze |  | #REF! | #REF! | #REF! | #REF! | #REF! | #REF! | Febreze |  | #REF! | #REF! | #REF! | #REF! | #REF! | #REF! | Febreze |  | #REF! | #REF! | #REF! | #REF! | #REF! | #REF! | Febreze |  | #REF! | #REF! | #REF! | #REF! | #REF! | #REF! | Febreze |  | #REF! | #REF! | #REF! | #REF! | #REF! | #REF!
Fellowes |  | #REF! | #REF! | #REF! | #REF! | #REF! | #REF! | Fellowes |  | #REF! | #REF! | #REF! | #REF! | #REF! | #REF! | Fellowes |  | #REF! | #REF! | #REF! | #REF! | #REF! | #REF! | Fellowes |  | #REF! | #REF! | #REF! | #REF! | #REF! | #REF! | Fellowes |  | #REF! | #REF! | #REF! | #REF! | #REF! | #REF!
Filtrete |  | #REF! | #REF! | #REF! | #REF! | #REF! | #REF! | Filtrete |  | #REF! | #REF! | #REF! | #REF! | #REF! | #REF! | Filtrete |  | #REF! | #REF! | #REF! | #REF! | #REF! | #REF! | Filtrete |  | #REF! | #REF! | #REF! | #REF! | #REF! | #REF! | Filtrete |  | #REF! | #REF! | #REF! | #REF! | #REF! | #REF!
Friedrich |  | #REF! | #REF! | #REF! | #REF! | #REF! | #REF! | Friedrich |  | #REF! | #REF! | #REF! | #REF! | #REF! | #REF! | Friedrich |  | #REF! | #REF! | #REF! | #REF! | #REF! | #REF! | Friedrich |  | #REF! | #REF! | #REF! | #REF! | #REF! | #REF! | Friedrich |  | #REF! | #REF! | #REF! | #REF! | #REF! | #REF!
Frigidaire |  | #REF! | #REF! | #REF! | #REF! | #REF! | #REF! | Frigidaire |  | #REF! | #REF! | #REF! | #REF! | #REF! | #REF! | Frigidaire |  | #REF! | #REF! | #REF! | #REF! | #REF! | #REF! | Frigidaire |  | #REF! | #REF! | #REF! | #REF! | #REF! | #REF! | Frigidaire |  | #REF! | #REF! | #REF! | #REF! | #REF! | #REF!
GermGuardian |  | #REF! | #REF! | #REF! | #REF! | #REF! | #REF! | GermGuardian |  | #REF! | #REF! | #REF! | #REF! | #REF! | #REF! | GermGuardian |  | #REF! | #REF! | #REF! | #REF! | #REF! | #REF! | GermGuardian |  | #REF! | #REF! | #REF! | #REF! | #REF! | #REF! | GermGuardian |  | #REF! | #REF! | #REF! | #REF! | #REF! | #REF!
Holmes |  | #REF! | #REF! | #REF! | #REF! | #REF! | #REF! | Holmes |  | #REF! | #REF! | #REF! | #REF! | #REF! | #REF! | Holmes |  | #REF! | #REF! | #REF! | #REF! | #REF! | #REF! | Holmes |  | #REF! | #REF! | #REF! | #REF! | #REF! | #REF! | Holmes |  | #REF! | #REF! | #REF! | #REF! | #REF! | #REF!
HOMEDICS |  | #REF! | #REF! | #REF! | #REF! | #REF! | #REF! | HOMEDICS |  | #REF! | #REF! | #REF! | #REF! | #REF! | #REF! | HOMEDICS |  | #REF! | #REF! | #REF! | #REF! | #REF! | #REF! | HOMEDICS |  | #REF! | #REF! | #REF! | #REF! | #REF! | #REF! | HOMEDICS |  | #REF! | #REF! | #REF! | #REF! | #REF! | #REF!
HomeTrends |  | #REF! | #REF! | #REF! | #REF! | #REF! | #REF! | HomeTrends |  | #REF! | #REF! | #REF! | #REF! | #REF! | #REF! | HomeTrends |  | #REF! | #REF! | #REF! | #REF! | #REF! | #REF! | HomeTrends |  | #REF! | #REF! | #REF! | #REF! | #REF! | #REF! | HomeTrends |  | #REF! | #REF! | #REF! | #REF! | #REF! | #REF!
Honeywell |  | #REF! | #REF! | #REF! | #REF! | #REF! | #REF! | Honeywell |  | #REF! | #REF! | #REF! | #REF! | #REF! | #REF! | Honeywell |  | #REF! | #REF! | #REF! | #REF! | #REF! | #REF! | Honeywell |  | #REF! | #REF! | #REF! | #REF! | #REF! | #REF! | Honeywell |  | #REF! | #REF! | #REF! | #REF! | #REF! | #REF!
IDEAL |  | #REF! | #REF! | #REF! | #REF! | #REF! | #REF! | IDEAL |  | #REF! | #REF! | #REF! | #REF! | #REF! | #REF! | IDEAL |  | #REF! | #REF! | #REF! | #REF! | #REF! | #REF! | IDEAL |  | #REF! | #REF! | #REF! | #REF! | #REF! | #REF! | IDEAL |  | #REF! | #REF! | #REF! | #REF! | #REF! | #REF!
Idylis |  | #REF! | #REF! | #REF! | #REF! | #REF! | #REF! | Idylis |  | #REF! | #REF! | #REF! | #REF! | #REF! | #REF! | Idylis |  | #REF! | #REF! | #REF! | #REF! | #REF! | #REF! | Idylis |  | #REF! | #REF! | #REF! | #REF! | #REF! | #REF! | Idylis |  | #REF! | #REF! | #REF! | #REF! | #REF! | #REF!
Intellipure |  | #REF! | #REF! | #REF! | #REF! | #REF! | #REF! | Intellipure |  | #REF! | #REF! | #REF! | #REF! | #REF! | #REF! | Intellipure |  | #REF! | #REF! | #REF! | #REF! | #REF! | #REF! | Intellipure |  | #REF! | #REF! | #REF! | #REF! | #REF! | #REF! | Intellipure |  | #REF! | #REF! | #REF! | #REF! | #REF! | #REF!
Ionic Comfort |  | #REF! | #REF! | #REF! | #REF! | #REF! | #REF! | Ionic Comfort |  | #REF! | #REF! | #REF! | #REF! | #REF! | #REF! | Ionic Comfort |  | #REF! | #REF! | #REF! | #REF! | #REF! | #REF! | Ionic Comfort |  | #REF! | #REF! | #REF! | #REF! | #REF! | #REF! | Ionic Comfort |  | #REF! | #REF! | #REF! | #REF! | #REF! | #REF!
Ionic Comfort Plus |  | #REF! | #REF! | #REF! | #REF! | #REF! | #REF! | Ionic Comfort Plus |  | #REF! | #REF! | #REF! | #REF! | #REF! | #REF! | Ionic Comfort Plus |  | #REF! | #REF! | #REF! | #REF! | #REF! | #REF! | Ionic Comfort Plus |  | #REF! | #REF! | #REF! | #REF! | #REF! | #REF! | Ionic Comfort Plus |  | #REF! | #REF! | #REF! | #REF! | #REF! | #REF!
Ionic Pro Platinum |  | #REF! | #REF! | #REF! | #REF! | #REF! | #REF! | Ionic Pro Platinum |  | #REF! | #REF! | #REF! | #REF! | #REF! | #REF! | Ionic Pro Platinum |  | #REF! | #REF! | #REF! | #REF! | #REF! | #REF! | Ionic Pro Platinum |  | #REF! | #REF! | #REF! | #REF! | #REF! | #REF! | Ionic Pro Platinum |  | #REF! | #REF! | #REF! | #REF! | #REF! | #REF!
IQAir |  | #REF! | #REF! | #REF! | #REF! | #REF! | #REF! | IQAir |  | #REF! | #REF! | #REF! | #REF! | #REF! | #REF! | IQAir |  | #REF! | #REF! | #REF! | #REF! | #REF! | #REF! | IQAir |  | #REF! | #REF! | #REF! | #REF! | #REF! | #REF! | IQAir |  | #REF! | #REF! | #REF! | #REF! | #REF! | #REF!
Kenmore |  | #REF! | #REF! | #REF! | #REF! | #REF! | #REF! | Kenmore |  | #REF! | #REF! | #REF! | #REF! | #REF! | #REF! | Kenmore |  | #REF! | #REF! | #REF! | #REF! | #REF! | #REF! | Kenmore |  | #REF! | #REF! | #REF! | #REF! | #REF! | #REF! | Kenmore |  | #REF! | #REF! | #REF! | #REF! | #REF! | #REF!
KoolCoh |  | #REF! | #REF! | #REF! | #REF! | #REF! | #REF! | KoolCoh |  | #REF! | #REF! | #REF! | #REF! | #REF! | #REF! | KoolCoh |  | #REF! | #REF! | #REF! | #REF! | #REF! | #REF! | KoolCoh |  | #REF! | #REF! | #REF! | #REF! | #REF! | #REF! | KoolCoh |  | #REF! | #REF! | #REF! | #REF! | #REF! | #REF!
Lasko |  | #REF! | #REF! | #REF! | #REF! | #REF! | #REF! | Lasko |  | #REF! | #REF! | #REF! | #REF! | #REF! | #REF! | Lasko |  | #REF! | #REF! | #REF! | #REF! | #REF! | #REF! | Lasko |  | #REF! | #REF! | #REF! | #REF! | #REF! | #REF! | Lasko |  | #REF! | #REF! | #REF! | #REF! | #REF! | #REF!
LG |  | #REF! | #REF! | #REF! | #REF! | #REF! | #REF! | LG |  | #REF! | #REF! | #REF! | #REF! | #REF! | #REF! | LG |  | #REF! | #REF! | #REF! | #REF! | #REF! | #REF! | LG |  | #REF! | #REF! | #REF! | #REF! | #REF! | #REF! | LG |  | #REF! | #REF! | #REF! | #REF! | #REF! | #REF!
Life Cell |  | #REF! | #REF! | #REF! | #REF! | #REF! | #REF! | Life Cell |  | #REF! | #REF! | #REF! | #REF! | #REF! | #REF! | Life Cell |  | #REF! | #REF! | #REF! | #REF! | #REF! | #REF! | Life Cell |  | #REF! | #REF! | #REF! | #REF! | #REF! | #REF! | Life Cell |  | #REF! | #REF! | #REF! | #REF! | #REF! | #REF!
LUX |  | #REF! | #REF! | #REF! | #REF! | #REF! | #REF! | LUX |  | #REF! | #REF! | #REF! | #REF! | #REF! | #REF! | LUX |  | #REF! | #REF! | #REF! | #REF! | #REF! | #REF! | LUX |  | #REF! | #REF! | #REF! | #REF! | #REF! | #REF! | LUX |  | #REF! | #REF! | #REF! | #REF! | #REF! | #REF!
Master Craft |  | #REF! | #REF! | #REF! | #REF! | #REF! | #REF! | Master Craft |  | #REF! | #REF! | #REF! | #REF! | #REF! | #REF! | Master Craft |  | #REF! | #REF! | #REF! | #REF! | #REF! | #REF! | Master Craft |  | #REF! | #REF! | #REF! | #REF! | #REF! | #REF! | Master Craft |  | #REF! | #REF! | #REF! | #REF! | #REF! | #REF!
Nectar |  | #REF! | #REF! | #REF! | #REF! | #REF! | #REF! | Nectar |  | #REF! | #REF! | #REF! | #REF! | #REF! | #REF! | Nectar |  | #REF! | #REF! | #REF! | #REF! | #REF! | #REF! | Nectar |  | #REF! | #REF! | #REF! | #REF! | #REF! | #REF! | Nectar |  | #REF! | #REF! | #REF! | #REF! | #REF! | #REF!
NUK |  | #REF! | #REF! | #REF! | #REF! | #REF! | #REF! | NUK |  | #REF! | #REF! | #REF! | #REF! | #REF! | #REF! | NUK |  | #REF! | #REF! | #REF! | #REF! | #REF! | #REF! | NUK |  | #REF! | #REF! | #REF! | #REF! | #REF! | #REF! | NUK |  | #REF! | #REF! | #REF! | #REF! | #REF! | #REF!
ORANSI |  | #REF! | #REF! | #REF! | #REF! | #REF! | #REF! | ORANSI |  | #REF! | #REF! | #REF! | #REF! | #REF! | #REF! | ORANSI |  | #REF! | #REF! | #REF! | #REF! | #REF! | #REF! | ORANSI |  | #REF! | #REF! | #REF! | #REF! | #REF! | #REF! | ORANSI |  | #REF! | #REF! | #REF! | #REF! | #REF! | #REF!
Oreck |  | #REF! | #REF! | #REF! | #REF! | #REF! | #REF! | Oreck |  | #REF! | #REF! | #REF! | #REF! | #REF! | #REF! | Oreck |  | #REF! | #REF! | #REF! | #REF! | #REF! | #REF! | Oreck |  | #REF! | #REF! | #REF! | #REF! | #REF! | #REF! | Oreck |  | #REF! | #REF! | #REF! | #REF! | #REF! | #REF!
Philips |  | #REF! | #REF! | #REF! | #REF! | #REF! | #REF! | Philips |  | #REF! | #REF! | #REF! | #REF! | #REF! | #REF! | Philips |  | #REF! | #REF! | #REF! | #REF! | #REF! | #REF! | Philips |  | #REF! | #REF! | #REF! | #REF! | #REF! | #REF! | Philips |  | #REF! | #REF! | #REF! | #REF! | #REF! | #REF!
Pure Ion Pro |  | #REF! | #REF! | #REF! | #REF! | #REF! | #REF! | Pure Ion Pro |  | #REF! | #REF! | #REF! | #REF! | #REF! | #REF! | Pure Ion Pro |  | #REF! | #REF! | #REF! | #REF! | #REF! | #REF! | Pure Ion Pro |  | #REF! | #REF! | #REF! | #REF! | #REF! | #REF! | Pure Ion Pro |  | #REF! | #REF! | #REF! | #REF! | #REF! | #REF!
PureGuardian |  | #REF! | #REF! | #REF! | #REF! | #REF! | #REF! | PureGuardian |  | #REF! | #REF! | #REF! | #REF! | #REF! | #REF! | PureGuardian |  | #REF! | #REF! | #REF! | #REF! | #REF! | #REF! | PureGuardian |  | #REF! | #REF! | #REF! | #REF! | #REF! | #REF! | PureGuardian |  | #REF! | #REF! | #REF! | #REF! | #REF! | #REF!
Rabbit Air |  | #REF! | #REF! | #REF! | #REF! | #REF! | #REF! | Rabbit Air |  | #REF! | #REF! | #REF! | #REF! | #REF! | #REF! | Rabbit Air |  | #REF! | #REF! | #REF! | #REF! | #REF! | #REF! | Rabbit Air |  | #REF! | #REF! | #REF! | #REF! | #REF! | #REF! | Rabbit Air |  | #REF! | #REF! | #REF! | #REF! | #REF! | #REF!
RevitalAir |  | #REF! | #REF! | #REF! | #REF! | #REF! | #REF! | RevitalAir |  | #REF! | #REF! | #REF! | #REF! | #REF! | #REF! | RevitalAir |  | #REF! | #REF! | #REF! | #REF! | #REF! | #REF! | RevitalAir |  | #REF! | #REF! | #REF! | #REF! | #REF! | #REF! | RevitalAir |  | #REF! | #REF! | #REF! | #REF! | #REF! | #REF!
ROWENTA |  | #REF! | #REF! | #REF! | #REF! | #REF! | #REF! | ROWENTA |  | #REF! | #REF! | #REF! | #REF! | #REF! | #REF! | ROWENTA |  | #REF! | #REF! | #REF! | #REF! | #REF! | #REF! | ROWENTA |  | #REF! | #REF! | #REF! | #REF! | #REF! | #REF! | ROWENTA |  | #REF! | #REF! | #REF! | #REF! | #REF! | #REF!
Sharp |  | #REF! | #REF! | #REF! | #REF! | #REF! | #REF! | Sharp |  | #REF! | #REF! | #REF! | #REF! | #REF! | #REF! | Sharp |  | #REF! | #REF! | #REF! | #REF! | #REF! | #REF! | Sharp |  | #REF! | #REF! | #REF! | #REF! | #REF! | #REF! | Sharp |  | #REF! | #REF! | #REF! | #REF! | #REF! | #REF!
SheerAIRE |  | #REF! | #REF! | #REF! | #REF! | #REF! | #REF! | SheerAIRE |  | #REF! | #REF! | #REF! | #REF! | #REF! | #REF! | SheerAIRE |  | #REF! | #REF! | #REF! | #REF! | #REF! | #REF! | SheerAIRE |  | #REF! | #REF! | #REF! | #REF! | #REF! | #REF! | SheerAIRE |  | #REF! | #REF! | #REF! | #REF! | #REF! | #REF!
Therapure |  | #REF! | #REF! | #REF! | #REF! | #REF! | #REF! | Therapure |  | #REF! | #REF! | #REF! | #REF! | #REF! | #REF! | Therapure |  | #REF! | #REF! | #REF! | #REF! | #REF! | #REF! | Therapure |  | #REF! | #REF! | #REF! | #REF! | #REF! | #REF! | Therapure |  | #REF! | #REF! | #REF! | #REF! | #REF! | #REF!
Whirlpool |  | #REF! | #REF! | #REF! | #REF! | #REF! | #REF! | Whirlpool |  | #REF! | #REF! | #REF! | #REF! | #REF! | #REF! | Whirlpool |  | #REF! | #REF! | #REF! | #REF! | #REF! | #REF! | Whirlpool |  | #REF! | #REF! | #REF! | #REF! | #REF! | #REF! | Whirlpool |  | #REF! | #REF! | #REF! | #REF! | #REF! | #REF!
Winix |  | #REF! | #REF! | #REF! | #REF! | #REF! | #REF! | Winix |  | #REF! | #REF! | #REF! | #REF! | #REF! | #REF! | Winix |  | #REF! | #REF! | #REF! | #REF! | #REF! | #REF! | Winix |  | #REF! | #REF! | #REF! | #REF! | #REF! | #REF! | Winix |  | #REF! | #REF! | #REF! | #REF! | #REF! | #REF!
Wood's |  | #REF! | #REF! | #REF! | #REF! | #REF! | #REF! | Wood's |  | #REF! | #REF! | #REF! | #REF! | #REF! | #REF! | Wood's |  | #REF! | #REF! | #REF! | #REF! | #REF! | #REF! | Wood's |  | #REF! | #REF! | #REF! | #REF! | #REF! | #REF! | Wood's |  | #REF! | #REF! | #REF! | #REF! | #REF! | #REF!
Non-ES Models | #REF! | #REF! | #REF! | #REF! | #REF! | #REF! | #REF! | Non-ES Models | #REF! | #REF! | #REF! | #REF! | #REF! | #REF! | #REF! | Non-ES Models | #REF! | #REF! | #REF! | #REF! | #REF! | #REF! | #REF! | Non-ES Models | #REF! | #REF! | #REF! | #REF! | #REF! | #REF! | #REF! | Non-ES Models | #REF! | #REF! | #REF! | #REF! | #REF! | #REF! | #REF!
Totals | #REF! | #REF! | #REF! | #REF! | #REF! | #REF! | #REF! | Totals | #REF! | #REF! | #REF! | #REF! | #REF! | #REF! | #REF! | Totals | #REF! | #REF! | #REF! | #REF! | #REF! | #REF! | #REF! | Totals | #REF! | #REF! | #REF! | #REF! | #REF! | #REF! | #REF! | Totals | #REF! | #REF! | #REF! | #REF! | #REF! | #REF! | #REF!
Market Penetration |  | #REF! | #REF! | #REF! | #REF! | #REF! | #REF! | Market Penetration |  | #REF! | #REF! | #REF! | #REF! | #REF! | #REF! | Market Penetration |  | #REF! | #REF! | #REF! | #REF! | #REF! | #REF! | Market Penetration |  | #REF! | #REF! | #REF! | #REF! | #REF! | #REF! | Market Penetration |  | #REF! | #REF! | #REF! | #REF! | #REF! | #REF!
Count of Brands |  | 0 | 0 | 0 | 0 | 0 | 0 | Count of Brands |  | 0 | 0 | 0 | 0 | 0 | 0 | Count of Brands |  | 0 | 0 | 0 | 0 | 0 | 0 | Count of Brands |  | 0 | 0 | 0 | 0 | 0 | 0 | Count of Brands |  | 0 | 0 | 0 | 0 | 0 | 0
Pollen CADR/W (Adjusted Proposal Levels) | [7 empty] | Pollen CADR/W (Adjusted Proposal Levels) | [7 empty] | Pollen CADR/W (Adjusted Proposal Levels) | [7 empty] | Pollen CADR/W (Adjusted Proposal Levels) | [7 empty] | Pollen CADR/W (Adjusted Proposal Levels)
CADR < 100 | [7 empty] | 100 =< CADR < 150 | [7 empty] | 150 =< CADR < 200 | [7 empty] | 200 <= CADR | [7 empty] | All
ENERGY STAR Manufacturing Partner Brands | Non-ENERGY STAR | ENERGY STAR | Proposal # 1 (CADR/W = 2.2) | Proposal # 2 (CADR/W = 2.3) | Proposal # 3 (CADR/W = 2.4) | Proposal # 4 (CADR/W = 2.5) | Proposal # 5 (CADR/W = 2.6) | ENERGY STAR Manufacturing Partner Brands | Non-ENERGY STAR | ENERGY STAR | Proposal # 1 (CADR/W = 2.4) | Proposal # 2 (CADR/W = 2.5) | Proposal # 3 (CADR/W = 2.6) | Proposal # 4 (CADR/W = 3.0) | Proposal # 5 (CADR/W = 3.5) | ENERGY STAR Manufacturing Partner Brands | Non-ENERGY STAR | ENERGY STAR | Proposal # 1 (CADR/W = 2.8) | Proposal # 2 (CADR/W = 3.0) | Proposal # 3 (CADR/W = 3.2) | Proposal # 4 (CADR/W = 3.5) | Proposal # 5 (CADR/W = 4.0) | ENERGY STAR Manufacturing Partner Brands | Non-ENERGY STAR | ENERGY STAR | Proposal # 1 (CADR/W = 3.0) | Proposal # 2 (CADR/W = 3.2) | Proposal # 3 (CADR/W = 3.5) | Proposal # 4 (CADR/W = 3.8) | Proposal # 5 (CADR/W = 4.0) | ENERGY STAR Manufacturing Partner Brands | Non-ENERGY STAR | ENERGY STAR | Proposal # 1 | Proposal # 2 | Proposal # 3 | Proposal # 4 | Proposal # 5
Aerus |  | #REF! | #REF! | #REF! | #REF! | #REF! | #REF! | Aerus |  | #REF! | #REF! | #REF! | #REF! | #REF! | #REF! | Aerus |  | #REF! | #REF! | #REF! | #REF! | #REF! | #REF! | Aerus |  | #REF! | #REF! | #REF! | #REF! | #REF! | #REF! | Aerus |  | #REF! | #REF! | #REF! | #REF! | #REF! | #REF!
Airgle |  | #REF! | #REF! | #REF! | #REF! | #REF! | #REF! | Airgle |  | #REF! | #REF! | #REF! | #REF! | #REF! | #REF! | Airgle |  | #REF! | #REF! | #REF! | #REF! | #REF! | #REF! | Airgle |  | #REF! | #REF! | #REF! | #REF! | #REF! | #REF! | Airgle |  | #REF! | #REF! | #REF! | #REF! | #REF! | #REF!
AIRMEGA |  | #REF! | #REF! | #REF! | #REF! | #REF! | #REF! | AIRMEGA |  | #REF! | #REF! | #REF! | #REF! | #REF! | #REF! | AIRMEGA |  | #REF! | #REF! | #REF! | #REF! | #REF! | #REF! | AIRMEGA |  | #REF! | #REF! | #REF! | #REF! | #REF! | #REF! | AIRMEGA |  | #REF! | #REF! | #REF! | #REF! | #REF! | #REF!
Alen |  | #REF! | #REF! | #REF! | #REF! | #REF! | #REF! | Alen |  | #REF! | #REF! | #REF! | #REF! | #REF! | #REF! | Alen |  | #REF! | #REF! | #REF! | #REF! | #REF! | #REF! | Alen |  | #REF! | #REF! | #REF! | #REF! | #REF! | #REF! | Alen |  | #REF! | #REF! | #REF! | #REF! | #REF! | #REF!
Allergy Pro |  | #REF! | #REF! | #REF! | #REF! | #REF! | #REF! | Allergy Pro |  | #REF! | #REF! | #REF! | #REF! | #REF! | #REF! | Allergy Pro |  | #REF! | #REF! | #REF! | #REF! | #REF! | #REF! | Allergy Pro |  | #REF! | #REF! | #REF! | #REF! | #REF! | #REF! | Allergy Pro |  | #REF! | #REF! | #REF! | #REF! | #REF! | #REF!
Atmosphere |  | #REF! | #REF! | #REF! | #REF! | #REF! | #REF! | Atmosphere |  | #REF! | #REF! | #REF! | #REF! | #REF! | #REF! | Atmosphere |  | #REF! | #REF! | #REF! | #REF! | #REF! | #REF! | Atmosphere |  | #REF! | #REF! | #REF! | #REF! | #REF! | #REF! | Atmosphere |  | #REF! | #REF! | #REF! | #REF! | #REF! | #REF!
BeneLife |  | #REF! | #REF! | #REF! | #REF! | #REF! | #REF! | BeneLife |  | #REF! | #REF! | #REF! | #REF! | #REF! | #REF! | BeneLife |  | #REF! | #REF! | #REF! | #REF! | #REF! | #REF! | BeneLife |  | #REF! | #REF! | #REF! | #REF! | #REF! | #REF! | BeneLife |  | #REF! | #REF! | #REF! | #REF! | #REF! | #REF!
Bionaire |  | #REF! | #REF! | #REF! | #REF! | #REF! | #REF! | Bionaire |  | #REF! | #REF! | #REF! | #REF! | #REF! | #REF! | Bionaire |  | #REF! | #REF! | #REF! | #REF! | #REF! | #REF! | Bionaire |  | #REF! | #REF! | #REF! | #REF! | #REF! | #REF! | Bionaire |  | #REF! | #REF! | #REF! | #REF! | #REF! | #REF!
BLUE |  | #REF! | #REF! | #REF! | #REF! | #REF! | #REF! | BLUE |  | #REF! | #REF! | #REF! | #REF! | #REF! | #REF! | BLUE |  | #REF! | #REF! | #REF! | #REF! | #REF! | #REF! | BLUE |  | #REF! | #REF! | #REF! | #REF! | #REF! | #REF! | BLUE |  | #REF! | #REF! | #REF! | #REF! | #REF! | #REF!
Blueair |  | #REF! | #REF! | #REF! | #REF! | #REF! | #REF! | Blueair |  | #REF! | #REF! | #REF! | #REF! | #REF! | #REF! | Blueair |  | #REF! | #REF! | #REF! | #REF! | #REF! | #REF! | Blueair |  | #REF! | #REF! | #REF! | #REF! | #REF! | #REF! | Blueair |  | #REF! | #REF! | #REF! | #REF! | #REF! | #REF!
Blueair Aerus |  | #REF! | #REF! | #REF! | #REF! | #REF! | #REF! | Blueair Aerus |  | #REF! | #REF! | #REF! | #REF! | #REF! | #REF! | Blueair Aerus |  | #REF! | #REF! | #REF! | #REF! | #REF! | #REF! | Blueair Aerus |  | #REF! | #REF! | #REF! | #REF! | #REF! | #REF! | Blueair Aerus |  | #REF! | #REF! | #REF! | #REF! | #REF! | #REF!
Boneco |  | #REF! | #REF! | #REF! | #REF! | #REF! | #REF! | Boneco |  | #REF! | #REF! | #REF! | #REF! | #REF! | #REF! | Boneco |  | #REF! | #REF! | #REF! | #REF! | #REF! | #REF! | Boneco |  | #REF! | #REF! | #REF! | #REF! | #REF! | #REF! | Boneco |  | #REF! | #REF! | #REF! | #REF! | #REF! | #REF!
Brondell |  | #REF! | #REF! | #REF! | #REF! | #REF! | #REF! | Brondell |  | #REF! | #REF! | #REF! | #REF! | #REF! | #REF! | Brondell |  | #REF! | #REF! | #REF! | #REF! | #REF! | #REF! | Brondell |  | #REF! | #REF! | #REF! | #REF! | #REF! | #REF! | Brondell |  | #REF! | #REF! | #REF! | #REF! | #REF! | #REF!
Coway |  | #REF! | #REF! | #REF! | #REF! | #REF! | #REF! | Coway |  | #REF! | #REF! | #REF! | #REF! | #REF! | #REF! | Coway |  | #REF! | #REF! | #REF! | #REF! | #REF! | #REF! | Coway |  | #REF! | #REF! | #REF! | #REF! | #REF! | #REF! | Coway |  | #REF! | #REF! | #REF! | #REF! | #REF! | #REF!
Coway, Cairs |  | #REF! | #REF! | #REF! | #REF! | #REF! | #REF! | Coway, Cairs |  | #REF! | #REF! | #REF! | #REF! | #REF! | #REF! | Coway, Cairs |  | #REF! | #REF! | #REF! | #REF! | #REF! | #REF! | Coway, Cairs |  | #REF! | #REF! | #REF! | #REF! | #REF! | #REF! | Coway, Cairs |  | #REF! | #REF! | #REF! | #REF! | #REF! | #REF!
Electrolux |  | #REF! | #REF! | #REF! | #REF! | #REF! | #REF! | Electrolux |  | #REF! | #REF! | #REF! | #REF! | #REF! | #REF! | Electrolux |  | #REF! | #REF! | #REF! | #REF! | #REF! | #REF! | Electrolux |  | #REF! | #REF! | #REF! | #REF! | #REF! | #REF! | Electrolux |  | #REF! | #REF! | #REF! | #REF! | #REF! | #REF!
Envion |  | #REF! | #REF! | #REF! | #REF! | #REF! | #REF! | Envion |  | #REF! | #REF! | #REF! | #REF! | #REF! | #REF! | Envion |  | #REF! | #REF! | #REF! | #REF! | #REF! | #REF! | Envion |  | #REF! | #REF! | #REF! | #REF! | #REF! | #REF! | Envion |  | #REF! | #REF! | #REF! | #REF! | #REF! | #REF!
Febreze |  | #REF! | #REF! | #REF! | #REF! | #REF! | #REF! | Febreze |  | #REF! | #REF! | #REF! | #REF! | #REF! | #REF! | Febreze |  | #REF! | #REF! | #REF! | #REF! | #REF! | #REF! | Febreze |  | #REF! | #REF! | #REF! | #REF! | #REF! | #REF! | Febreze |  | #REF! | #REF! | #REF! | #REF! | #REF! | #REF!
Fellowes |  | #REF! | #REF! | #REF! | #REF! | #REF! | #REF! | Fellowes |  | #REF! | #REF! | #REF! | #REF! | #REF! | #REF! | Fellowes |  | #REF! | #REF! | #REF! | #REF! | #REF! | #REF! | Fellowes |  | #REF! | #REF! | #REF! | #REF! | #REF! | #REF! | Fellowes |  | #REF! | #REF! | #REF! | #REF! | #REF! | #REF!
Filtrete |  | #REF! | #REF! | #REF! | #REF! | #REF! | #REF! | Filtrete |  | #REF! | #REF! | #REF! | #REF! | #REF! | #REF! | Filtrete |  | #REF! | #REF! | #REF! | #REF! | #REF! | #REF! | Filtrete |  | #REF! | #REF! | #REF! | #REF! | #REF! | #REF! | Filtrete |  | #REF! | #REF! | #REF! | #REF! | #REF! | #REF!
Friedrich |  | #REF! | #REF! | #REF! | #REF! | #REF! | #REF! | Friedrich |  | #REF! | #REF! | #REF! | #REF! | #REF! | #REF! | Friedrich |  | #REF! | #REF! | #REF! | #REF! | #REF! | #REF! | Friedrich |  | #REF! | #REF! | #REF! | #REF! | #REF! | #REF! | Friedrich |  | #REF! | #REF! | #REF! | #REF! | #REF! | #REF!
Frigidaire |  | #REF! | #REF! | #REF! | #REF! | #REF! | #REF! | Frigidaire |  | #REF! | #REF! | #REF! | #REF! | #REF! | #REF! | Frigidaire |  | #REF! | #REF! | #REF! | #REF! | #REF! | #REF! | Frigidaire |  | #REF! | #REF! | #REF! | #REF! | #REF! | #REF! | Frigidaire |  | #REF! | #REF! | #REF! | #REF! | #REF! | #REF!
GermGuardian |  | #REF! | #REF! | #REF! | #REF! | #REF! | #REF! | GermGuardian |  | #REF! | #REF! | #REF! | #REF! | #REF! | #REF! | GermGuardian |  | #REF! | #REF! | #REF! | #REF! | #REF! | #REF! | GermGuardian |  | #REF! | #REF! | #REF! | #REF! | #REF! | #REF! | GermGuardian |  | #REF! | #REF! | #REF! | #REF! | #REF! | #REF!
Holmes |  | #REF! | #REF! | #REF! | #REF! | #REF! | #REF! | Holmes |  | #REF! | #REF! | #REF! | #REF! | #REF! | #REF! | Holmes |  | #REF! | #REF! | #REF! | #REF! | #REF! | #REF! | Holmes |  | #REF! | #REF! | #REF! | #REF! | #REF! | #REF! | Holmes |  | #REF! | #REF! | #REF! | #REF! | #REF! | #REF!
HOMEDICS |  | #REF! | #REF! | #REF! | #REF! | #REF! | #REF! | HOMEDICS |  | #REF! | #REF! | #REF! | #REF! | #REF! | #REF! | HOMEDICS |  | #REF! | #REF! | #REF! | #REF! | #REF! | #REF! | HOMEDICS |  | #REF! | #REF! | #REF! | #REF! | #REF! | #REF! | HOMEDICS |  | #REF! | #REF! | #REF! | #REF! | #REF! | #REF!
HomeTrends |  | #REF! | #REF! | #REF! | #REF! | #REF! | #REF! | HomeTrends |  | #REF! | #REF! | #REF! | #REF! | #REF! | #REF! | HomeTrends |  | #REF! | #REF! | #REF! | #REF! | #REF! | #REF! | HomeTrends |  | #REF! | #REF! | #REF! | #REF! | #REF! | #REF! | HomeTrends |  | #REF! | #REF! | #REF! | #REF! | #REF! | #REF!
Honeywell |  | #REF! | #REF! | #REF! | #REF! | #REF! | #REF! | Honeywell |  | #REF! | #REF! | #REF! | #REF! | #REF! | #REF! | Honeywell |  | #REF! | #REF! | #REF! | #REF! | #REF! | #REF! | Honeywell |  | #REF! | #REF! | #REF! | #REF! | #REF! | #REF! | Honeywell |  | #REF! | #REF! | #REF! | #REF! | #REF! | #REF!
IDEAL |  | #REF! | #REF! | #REF! | #REF! | #REF! | #REF! | IDEAL |  | #REF! | #REF! | #REF! | #REF! | #REF! | #REF! | IDEAL |  | #REF! | #REF! | #REF! | #REF! | #REF! | #REF! | IDEAL |  | #REF! | #REF! | #REF! | #REF! | #REF! | #REF! | IDEAL |  | #REF! | #REF! | #REF! | #REF! | #REF! | #REF!
Idylis |  | #REF! | #REF! | #REF! | #REF! | #REF! | #REF! | Idylis |  | #REF! | #REF! | #REF! | #REF! | #REF! | #REF! | Idylis |  | #REF! | #REF! | #REF! | #REF! | #REF! | #REF! | Idylis |  | #REF! | #REF! | #REF! | #REF! | #REF! | #REF! | Idylis |  | #REF! | #REF! | #REF! | #REF! | #REF! | #REF!
Intellipure |  | #REF! | #REF! | #REF! | #REF! | #REF! | #REF! | Intellipure |  | #REF! | #REF! | #REF! | #REF! | #REF! | #REF! | Intellipure |  | #REF! | #REF! | #REF! | #REF! | #REF! | #REF! | Intellipure |  | #REF! | #REF! | #REF! | #REF! | #REF! | #REF! | Intellipure |  | #REF! | #REF! | #REF! | #REF! | #REF! | #REF!
Ionic Comfort |  | #REF! | #REF! | #REF! | #REF! | #REF! | #REF! | Ionic Comfort |  | #REF! | #REF! | #REF! | #REF! | #REF! | #REF! | Ionic Comfort |  | #REF! | #REF! | #REF! | #REF! | #REF! | #REF! | Ionic Comfort |  | #REF! | #REF! | #REF! | #REF! | #REF! | #REF! | Ionic Comfort |  | #REF! | #REF! | #REF! | #REF! | #REF! | #REF!
Ionic Comfort Plus |  | #REF! | #REF! | #REF! | #REF! | #REF! | #REF! | Ionic Comfort Plus |  | #REF! | #REF! | #REF! | #REF! | #REF! | #REF! | Ionic Comfort Plus |  | #REF! | #REF! | #REF! | #REF! | #REF! | #REF! | Ionic Comfort Plus |  | #REF! | #REF! | #REF! | #REF! | #REF! | #REF! | Ionic Comfort Plus |  | #REF! | #REF! | #REF! | #REF! | #REF! | #REF!
Ionic Pro Platinum |  | #REF! | #REF! | #REF! | #REF! | #REF! | #REF! | Ionic Pro Platinum |  | #REF! | #REF! | #REF! | #REF! | #REF! | #REF! | Ionic Pro Platinum |  | #REF! | #REF! | #REF! | #REF! | #REF! | #REF! | Ionic Pro Platinum |  | #REF! | #REF! | #REF! | #REF! | #REF! | #REF! | Ionic Pro Platinum |  | #REF! | #REF! | #REF! | #REF! | #REF! | #REF!
IQAir |  | #REF! | #REF! | #REF! | #REF! | #REF! | #REF! | IQAir |  | #REF! | #REF! | #REF! | #REF! | #REF! | #REF! | IQAir |  | #REF! | #REF! | #REF! | #REF! | #REF! | #REF! | IQAir |  | #REF! | #REF! | #REF! | #REF! | #REF! | #REF! | IQAir |  | #REF! | #REF! | #REF! | #REF! | #REF! | #REF!
Kenmore |  | #REF! | #REF! | #REF! | #REF! | #REF! | #REF! | Kenmore |  | #REF! | #REF! | #REF! | #REF! | #REF! | #REF! | Kenmore |  | #REF! | #REF! | #REF! | #REF! | #REF! | #REF! | Kenmore |  | #REF! | #REF! | #REF! | #REF! | #REF! | #REF! | Kenmore |  | #REF! | #REF! | #REF! | #REF! | #REF! | #REF!
KoolCoh |  | #REF! | #REF! | #REF! | #REF! | #REF! | #REF! | KoolCoh |  | #REF! | #REF! | #REF! | #REF! | #REF! | #REF! | KoolCoh |  | #REF! | #REF! | #REF! | #REF! | #REF! | #REF! | KoolCoh |  | #REF! | #REF! | #REF! | #REF! | #REF! | #REF! | KoolCoh |  | #REF! | #REF! | #REF! | #REF! | #REF! | #REF!
Lasko |  | #REF! | #REF! | #REF! | #REF! | #REF! | #REF! | Lasko |  | #REF! | #REF! | #REF! | #REF! | #REF! | #REF! | Lasko |  | #REF! | #REF! | #REF! | #REF! | #REF! | #REF! | Lasko |  | #REF! | #REF! | #REF! | #REF! | #REF! | #REF! | Lasko |  | #REF! | #REF! | #REF! | #REF! | #REF! | #REF!
LG |  | #REF! | #REF! | #REF! | #REF! | #REF! | #REF! | LG |  | #REF! | #REF! | #REF! | #REF! | #REF! | #REF! | LG |  | #REF! | #REF! | #REF! | #REF! | #REF! | #REF! | LG |  | #REF! | #REF! | #REF! | #REF! | #REF! | #REF! | LG |  | #REF! | #REF! | #REF! | #REF! | #REF! | #REF!
Life Cell |  | #REF! | #REF! | #REF! | #REF! | #REF! | #REF! | Life Cell |  | #REF! | #REF! | #REF! | #REF! | #REF! | #REF! | Life Cell |  | #REF! | #REF! | #REF! | #REF! | #REF! | #REF! | Life Cell |  | #REF! | #REF! | #REF! | #REF! | #REF! | #REF! | Life Cell |  | #REF! | #REF! | #REF! | #REF! | #REF! | #REF!
LUX |  | #REF! | #REF! | #REF! | #REF! | #REF! | #REF! | LUX |  | #REF! | #REF! | #REF! | #REF! | #REF! | #REF! | LUX |  | #REF! | #REF! | #REF! | #REF! | #REF! | #REF! | LUX |  | #REF! | #REF! | #REF! | #REF! | #REF! | #REF! | LUX |  | #REF! | #REF! | #REF! | #REF! | #REF! | #REF!
Master Craft |  | #REF! | #REF! | #REF! | #REF! | #REF! | #REF! | Master Craft |  | #REF! | #REF! | #REF! | #REF! | #REF! | #REF! | Master Craft |  | #REF! | #REF! | #REF! | #REF! | #REF! | #REF! | Master Craft |  | #REF! | #REF! | #REF! | #REF! | #REF! | #REF! | Master Craft |  | #REF! | #REF! | #REF! | #REF! | #REF! | #REF!
Nectar |  | #REF! | #REF! | #REF! | #REF! | #REF! | #REF! | Nectar |  | #REF! | #REF! | #REF! | #REF! | #REF! | #REF! | Nectar |  | #REF! | #REF! | #REF! | #REF! | #REF! | #REF! | Nectar |  | #REF! | #REF! | #REF! | #REF! | #REF! | #REF! | Nectar |  | #REF! | #REF! | #REF! | #REF! | #REF! | #REF!
NUK |  | #REF! | #REF! | #REF! | #REF! | #REF! | #REF! | NUK |  | #REF! | #REF! | #REF! | #REF! | #REF! | #REF! | NUK |  | #REF! | #REF! | #REF! | #REF! | #REF! | #REF! | NUK |  | #REF! | #REF! | #REF! | #REF! | #REF! | #REF! | NUK |  | #REF! | #REF! | #REF! | #REF! | #REF! | #REF!
ORANSI |  | #REF! | #REF! | #REF! | #REF! | #REF! | #REF! | ORANSI |  | #REF! | #REF! | #REF! | #REF! | #REF! | #REF! | ORANSI |  | #REF! | #REF! | #REF! | #REF! | #REF! | #REF! | ORANSI |  | #REF! | #REF! | #REF! | #REF! | #REF! | #REF! | ORANSI |  | #REF! | #REF! | #REF! | #REF! | #REF! | #REF!
Oreck |  | #REF! | #REF! | #REF! | #REF! | #REF! | #REF! | Oreck |  | #REF! | #REF! | #REF! | #REF! | #REF! | #REF! | Oreck |  | #REF! | #REF! | #REF! | #REF! | #REF! | #REF! | Oreck |  | #REF! | #REF! | #REF! | #REF! | #REF! | #REF! | Oreck |  | #REF! | #REF! | #REF! | #REF! | #REF! | #REF!
Philips |  | #REF! | #REF! | #REF! | #REF! | #REF! | #REF! | Philips |  | #REF! | #REF! | #REF! | #REF! | #REF! | #REF! | Philips |  | #REF! | #REF! | #REF! | #REF! | #REF! | #REF! | Philips |  | #REF! | #REF! | #REF! | #REF! | #REF! | #REF! | Philips |  | #REF! | #REF! | #REF! | #REF! | #REF! | #REF!
Pure Ion Pro |  | #REF! | #REF! | #REF! | #REF! | #REF! | #REF! | Pure Ion Pro |  | #REF! | #REF! | #REF! | #REF! | #REF! | #REF! | Pure Ion Pro |  | #REF! | #REF! | #REF! | #REF! | #REF! | #REF! | Pure Ion Pro |  | #REF! | #REF! | #REF! | #REF! | #REF! | #REF! | Pure Ion Pro |  | #REF! | #REF! | #REF! | #REF! | #REF! | #REF!
PureGuardian |  | #REF! | #REF! | #REF! | #REF! | #REF! | #REF! | PureGuardian |  | #REF! | #REF! | #REF! | #REF! | #REF! | #REF! | PureGuardian |  | #REF! | #REF! | #REF! | #REF! | #REF! | #REF! | PureGuardian |  | #REF! | #REF! | #REF! | #REF! | #REF! | #REF! | PureGuardian |  | #REF! | #REF! | #REF! | #REF! | #REF! | #REF!
Rabbit Air |  | #REF! | #REF! | #REF! | #REF! | #REF! | #REF! | Rabbit Air |  | #REF! | #REF! | #REF! | #REF! | #REF! | #REF! | Rabbit Air |  | #REF! | #REF! | #REF! | #REF! | #REF! | #REF! | Rabbit Air |  | #REF! | #REF! | #REF! | #REF! | #REF! | #REF! | Rabbit Air |  | #REF! | #REF! | #REF! | #REF! | #REF! | #REF!
RevitalAir |  | #REF! | #REF! | #REF! | #REF! | #REF! | #REF! | RevitalAir |  | #REF! | #REF! | #REF! | #REF! | #REF! | #REF! | RevitalAir |  | #REF! | #REF! | #REF! | #REF! | #REF! | #REF! | RevitalAir |  | #REF! | #REF! | #REF! | #REF! | #REF! | #REF! | RevitalAir |  | #REF! | #REF! | #REF! | #REF! | #REF! | #REF!
ROWENTA |  | #REF! | #REF! | #REF! | #REF! | #REF! | #REF! | ROWENTA |  | #REF! | #REF! | #REF! | #REF! | #REF! | #REF! | ROWENTA |  | #REF! | #REF! | #REF! | #REF! | #REF! | #REF! | ROWENTA |  | #REF! | #REF! | #REF! | #REF! | #REF! | #REF! | ROWENTA |  | #REF! | #REF! | #REF! | #REF! | #REF! | #REF!
Sharp |  | #REF! | #REF! | #REF! | #REF! | #REF! | #REF! | Sharp |  | #REF! | #REF! | #REF! | #REF! | #REF! | #REF! | Sharp |  | #REF! | #REF! | #REF! | #REF! | #REF! | #REF! | Sharp |  | #REF! | #REF! | #REF! | #REF! | #REF! | #REF! | Sharp |  | #REF! | #REF! | #REF! | #REF! | #REF! | #REF!
SheerAIRE |  | #REF! | #REF! | #REF! | #REF! | #REF! | #REF! | SheerAIRE |  | #REF! | #REF! | #REF! | #REF! | #REF! | #REF! | SheerAIRE |  | #REF! | #REF! | #REF! | #REF! | #REF! | #REF! | SheerAIRE |  | #REF! | #REF! | #REF! | #REF! | #REF! | #REF! | SheerAIRE |  | #REF! | #REF! | #REF! | #REF! | #REF! | #REF!
Therapure |  | #REF! | #REF! | #REF! | #REF! | #REF! | #REF! | Therapure |  | #REF! | #REF! | #REF! | #REF! | #REF! | #REF! | Therapure |  | #REF! | #REF! | #REF! | #REF! | #REF! | #REF! | Therapure |  | #REF! | #REF! | #REF! | #REF! | #REF! | #REF! | Therapure |  | #REF! | #REF! | #REF! | #REF! | #REF! | #REF!
Whirlpool |  | #REF! | #REF! | #REF! | #REF! | #REF! | #REF! | Whirlpool |  | #REF! | #REF! | #REF! | #REF! | #REF! | #REF! | Whirlpool |  | #REF! | #REF! | #REF! | #REF! | #REF! | #REF! | Whirlpool |  | #REF! | #REF! | #REF! | #REF! | #REF! | #REF! | Whirlpool |  | #REF! | #REF! | #REF! | #REF! | #REF! | #REF!
Winix |  | #REF! | #REF! | #REF! | #REF! | #REF! | #REF! | Winix |  | #REF! | #REF! | #REF! | #REF! | #REF! | #REF! | Winix |  | #REF! | #REF! | #REF! | #REF! | #REF! | #REF! | Winix |  | #REF! | #REF! | #REF! | #REF! | #REF! | #REF! | Winix |  | #REF! | #REF! | #REF! | #REF! | #REF! | #REF!
Wood's |  | #REF! | #REF! | #REF! | #REF! | #REF! | #REF! | Wood's |  | #REF! | #REF! | #REF! | #REF! | #REF! | #REF! | Wood's |  | #REF! | #REF! | #REF! | #REF! | #REF! | #REF! | Wood's |  | #REF! | #REF! | #REF! | #REF! | #REF! | #REF! | Wood's |  | #REF! | #REF! | #REF! | #REF! | #REF! | #REF!
Non-ES Models | #REF! | #REF! | #REF! | #REF! | #REF! | #REF! | #REF! | Non-ES Models | #REF! | #REF! | #REF! | #REF! | #REF! | #REF! | #REF! | Non-ES Models | #REF! | #REF! | #REF! | #REF! | #REF! | #REF! | #REF! | Non-ES Models | #REF! | #REF! | #REF! | #REF! | #REF! | #REF! | #REF! | Non-ES Models | #REF! | #REF! | #REF! | #REF! | #REF! | #REF! | #REF!
Totals | #REF! | #REF! | #REF! | #REF! | #REF! | #REF! | #REF! | Totals | #REF! | #REF! | #REF! | #REF! | #REF! | #REF! | #REF! | Totals | #REF! | #REF! | #REF! | #REF! | #REF! | #REF! | #REF! | Totals | #REF! | #REF! | #REF! | #REF! | #REF! | #REF! | #REF! | Totals | #REF! | #REF! | #REF! | #REF! | #REF! | #REF! | #REF!
Market Penetration |  | #REF! | #REF! | #REF! | #REF! | #REF! | #REF! | Market Penetration |  | #REF! | #REF! | #REF! | #REF! | #REF! | #REF! | Market Penetration |  | #REF! | #REF! | #REF! | #REF! | #REF! | #REF! | Market Penetration |  | #REF! | #REF! | #REF! | #REF! | #REF! | #REF! | Market Penetration |  | #REF! | #REF! | #REF! | #REF! | #REF! | #REF!
Count of Brands |  | 0 | 0 | 0 | 0 | 0 | 0 | Count of Brands |  | 0 | 0 | 0 | 0 | 0 | 0 | Count of Brands |  | 0 | 0 | 0 | 0 | 0 | 0 | Count of Brands |  | 0 | 0 | 0 | 0 | 0 | 0 | Count of Brands |  | 0 | 0 | 0 | 0 | 0 | 0
Measured Dust CADR/W (Consistant Proposal Levels) | [7 empty] | Measured Dust CADR/W (Consistant Proposal Levels) | [7 empty] | Measured Dust CADR/W (Consistant Proposal Levels) | [7 empty] | Measured Dust CADR/W (Consistant Proposal Levels) | [7 empty] | Measured Dust CADR/W (Consistant Proposal Levels)
CADR < 100 | [7 empty] | 100 =< CADR < 150 | [7 empty] | 150 =< CADR < 200 | [7 empty] | 200 <= CADR | [7 empty] | All
ENERGY STAR Manufacturing Partner Brands | Non-ENERGY STAR | ENERGY STAR | Proposal # 1 (CADR/W = 2.2) | Proposal # 2 (CADR/W = 2.5) | Proposal # 3 (CADR/W = 3.0) | Proposal # 4 (CADR/W = 3.5) | Proposal # 5 (CADR/W = 4.0) | ENERGY STAR Manufacturing Partner Brands | Non-ENERGY STAR | ENERGY STAR | Proposal # 1 (CADR/W = 2.2) | Proposal # 2 (CADR/W = 2.5) | Proposal # 3 (CADR/W = 3.0) | Proposal # 4 (CADR/W = 3.5) | Proposal # 5 (CADR/W = 4.0) | ENERGY STAR Manufacturing Partner Brands | Non-ENERGY STAR | ENERGY STAR | Proposal # 1 (CADR/W = 2.2) | Proposal # 2 (CADR/W = 2.5) | Proposal # 3 (CADR/W = 3.0) | Proposal # 4 (CADR/W = 3.5) | Proposal # 5 (CADR/W = 4.0) | ENERGY STAR Manufacturing Partner Brands | Non-ENERGY STAR | ENERGY STAR | Proposal # 1 (CADR/W = 2.2) | Proposal # 2 (CADR/W = 2.5) | Proposal # 3 (CADR/W = 3.0) | Proposal # 4 (CADR/W = 3.5) | Proposal # 5 (CADR/W = 4.0) | ENERGY STAR Manufacturing Partner Brands | Non-ENERGY STAR | ENERGY STAR | Proposal # 1 (CADR/W = 2.2) | Proposal # 2 (CADR/W = 2.5) | Proposal # 3 (CADR/W = 3.0) | Proposal # 4 (CADR/W = 3.5) | Proposal # 5 (CADR/W = 4.0)
Aerus |  | #REF! | #REF! | #REF! | #REF! | #REF! | #REF! | Aerus |  | #REF! | #REF! | #REF! | #REF! | #REF! | #REF! | Aerus |  | #REF! | #REF! | #REF! | #REF! | #REF! | #REF! | Aerus |  | #REF! | #REF! | #REF! | #REF! | #REF! | #REF! | Aerus |  | #REF! | #REF! | #REF! | #REF! | #REF! | #REF!
Airgle |  | #REF! | #REF! | #REF! | #REF! | #REF! | #REF! | Airgle |  | #REF! | #REF! | #REF! | #REF! | #REF! | #REF! | Airgle |  | #REF! | #REF! | #REF! | #REF! | #REF! | #REF! | Airgle |  | #REF! | #REF! | #REF! | #REF! | #REF! | #REF! | Airgle |  | #REF! | #REF! | #REF! | #REF! | #REF! | #REF!
AIRMEGA |  | #REF! | #REF! | #REF! | #REF! | #REF! | #REF! | AIRMEGA |  | #REF! | #REF! | #REF! | #REF! | #REF! | #REF! | AIRMEGA |  | #REF! | #REF! | #REF! | #REF! | #REF! | #REF! | AIRMEGA |  | #REF! | #REF! | #REF! | #REF! | #REF! | #REF! | AIRMEGA |  | #REF! | #REF! | #REF! | #REF! | #REF! | #REF!
Alen |  | #REF! | #REF! | #REF! | #REF! | #REF! | #REF! | Alen |  | #REF! | #REF! | #REF! | #REF! | #REF! | #REF! | Alen |  | #REF! | #REF! | #REF! | #REF! | #REF! | #REF! | Alen |  | #REF! | #REF! | #REF! | #REF! | #REF! | #REF! | Alen |  | #REF! | #REF! | #REF! | #REF! | #REF! | #REF!
Allergy Pro |  | #REF! | #REF! | #REF! | #REF! | #REF! | #REF! | Allergy Pro |  | #REF! | #REF! | #REF! | #REF! | #REF! | #REF! | Allergy Pro |  | #REF! | #REF! | #REF! | #REF! | #REF! | #REF! | Allergy Pro |  | #REF! | #REF! | #REF! | #REF! | #REF! | #REF! | Allergy Pro |  | #REF! | #REF! | #REF! | #REF! | #REF! | #REF!
Atmosphere |  | #REF! | #REF! | #REF! | #REF! | #REF! | #REF! | Atmosphere |  | #REF! | #REF! | #REF! | #REF! | #REF! | #REF! | Atmosphere |  | #REF! | #REF! | #REF! | #REF! | #REF! | #REF! | Atmosphere |  | #REF! | #REF! | #REF! | #REF! | #REF! | #REF! | Atmosphere |  | #REF! | #REF! | #REF! | #REF! | #REF! | #REF!
BeneLife |  | #REF! | #REF! | #REF! | #REF! | #REF! | #REF! | BeneLife |  | #REF! | #REF! | #REF! | #REF! | #REF! | #REF! | BeneLife |  | #REF! | #REF! | #REF! | #REF! | #REF! | #REF! | BeneLife |  | #REF! | #REF! | #REF! | #REF! | #REF! | #REF! | BeneLife |  | #REF! | #REF! | #REF! | #REF! | #REF! | #REF!
Bionaire |  | #REF! | #REF! | #REF! | #REF! | #REF! | #REF! | Bionaire |  | #REF! | #REF! | #REF! | #REF! | #REF! | #REF! | Bionaire |  | #REF! | #REF! | #REF! | #REF! | #REF! | #REF! | Bionaire |  | #REF! | #REF! | #REF! | #REF! | #REF! | #REF! | Bionaire |  | #REF! | #REF! | #REF! | #REF! | #REF! | #REF!
BLUE |  | #REF! | #REF! | #REF! | #REF! | #REF! | #REF! | BLUE |  | #REF! | #REF! | #REF! | #REF! | #REF! | #REF! | BLUE |  | #REF! | #REF! | #REF! | #REF! | #REF! | #REF! | BLUE |  | #REF! | #REF! | #REF! | #REF! | #REF! | #REF! | BLUE |  | #REF! | #REF! | #REF! | #REF! | #REF! | #REF!
Blueair |  | #REF! | #REF! | #REF! | #REF! | #REF! | #REF! | Blueair |  | #REF! | #REF! | #REF! | #REF! | #REF! | #REF! | Blueair |  | #REF! | #REF! | #REF! | #REF! | #REF! | #REF! | Blueair |  | #REF! | #REF! | #REF! | #REF! | #REF! | #REF! | Blueair |  | #REF! | #REF! | #REF! | #REF! | #REF! | #REF!
Blueair Aerus |  | #REF! | #REF! | #REF! | #REF! | #REF! | #REF! | Blueair Aerus |  | #REF! | #REF! | #REF! | #REF! | #REF! | #REF! | Blueair Aerus |  | #REF! | #REF! | #REF! | #REF! | #REF! | #REF! | Blueair Aerus |  | #REF! | #REF! | #REF! | #REF! | #REF! | #REF! | Blueair Aerus |  | #REF! | #REF! | #REF! | #REF! | #REF! | #REF!
Boneco |  | #REF! | #REF! | #REF! | #REF! | #REF! | #REF! | Boneco |  | #REF! | #REF! | #REF! | #REF! | #REF! | #REF! | Boneco |  | #REF! | #REF! | #REF! | #REF! | #REF! | #REF! | Boneco |  | #REF! | #REF! | #REF! | #REF! | #REF! | #REF! | Boneco |  | #REF! | #REF! | #REF! | #REF! | #REF! | #REF!
Brondell |  | #REF! | #REF! | #REF! | #REF! | #REF! | #REF! | Brondell |  | #REF! | #REF! | #REF! | #REF! | #REF! | #REF! | Brondell |  | #REF! | #REF! | #REF! | #REF! | #REF! | #REF! | Brondell |  | #REF! | #REF! | #REF! | #REF! | #REF! | #REF! | Brondell |  | #REF! | #REF! | #REF! | #REF! | #REF! | #REF!
Coway |  | #REF! | #REF! | #REF! | #REF! | #REF! | #REF! | Coway |  | #REF! | #REF! | #REF! | #REF! | #REF! | #REF! | Coway |  | #REF! | #REF! | #REF! | #REF! | #REF! | #REF! | Coway |  | #REF! | #REF! | #REF! | #REF! | #REF! | #REF! | Coway |  | #REF! | #REF! | #REF! | #REF! | #REF! | #REF!
Coway, Cairs |  | #REF! | #REF! | #REF! | #REF! | #REF! | #REF! | Coway, Cairs |  | #REF! | #REF! | #REF! | #REF! | #REF! | #REF! | Coway, Cairs |  | #REF! | #REF! | #REF! | #REF! | #REF! | #REF! | Coway, Cairs |  | #REF! | #REF! | #REF! | #REF! | #REF! | #REF! | Coway, Cairs |  | #REF! | #REF! | #REF! | #REF! | #REF! | #REF!
Electrolux |  | #REF! | #REF! | #REF! | #REF! | #REF! | #REF! | Electrolux |  | #REF! | #REF! | #REF! | #REF! | #REF! | #REF! | Electrolux |  | #REF! | #REF! | #REF! | #REF! | #REF! | #REF! | Electrolux |  | #REF! | #REF! | #REF! | #REF! | #REF! | #REF! | Electrolux |  | #REF! | #REF! | #REF! | #REF! | #REF! | #REF!
Envion |  | #REF! | #REF! | #REF! | #REF! | #REF! | #REF! | Envion |  | #REF! | #REF! | #REF! | #REF! | #REF! | #REF! | Envion |  | #REF! | #REF! | #REF! | #REF! | #REF! | #REF! | Envion |  | #REF! | #REF! | #REF! | #REF! | #REF! | #REF! | Envion |  | #REF! | #REF! | #REF! | #REF! | #REF! | #REF!
Febreze |  | #REF! | #REF! | #REF! | #REF! | #REF! | #REF! | Febreze |  | #REF! | #REF! | #REF! | #REF! | #REF! | #REF! | Febreze |  | #REF! | #REF! | #REF! | #REF! | #REF! | #REF! | Febreze |  | #REF! | #REF! | #REF! | #REF! | #REF! | #REF! | Febreze |  | #REF! | #REF! | #REF! | #REF! | #REF! | #REF!
Fellowes |  | #REF! | #REF! | #REF! | #REF! | #REF! | #REF! | Fellowes |  | #REF! | #REF! | #REF! | #REF! | #REF! | #REF! | Fellowes |  | #REF! | #REF! | #REF! | #REF! | #REF! | #REF! | Fellowes |  | #REF! | #REF! | #REF! | #REF! | #REF! | #REF! | Fellowes |  | #REF! | #REF! | #REF! | #REF! | #REF! | #REF!
Filtrete |  | #REF! | #REF! | #REF! | #REF! | #REF! | #REF! | Filtrete |  | #REF! | #REF! | #REF! | #REF! | #REF! | #REF! | Filtrete |  | #REF! | #REF! | #REF! | #REF! | #REF! | #REF! | Filtrete |  | #REF! | #REF! | #REF! | #REF! | #REF! | #REF! | Filtrete |  | #REF! | #REF! | #REF! | #REF! | #REF! | #REF!
Friedrich |  | #REF! | #REF! | #REF! | #REF! | #REF! | #REF! | Friedrich |  | #REF! | #REF! | #REF! | #REF! | #REF! | #REF! | Friedrich |  | #REF! | #REF! | #REF! | #REF! | #REF! | #REF! | Friedrich |  | #REF! | #REF! | #REF! | #REF! | #REF! | #REF! | Friedrich |  | #REF! | #REF! | #REF! | #REF! | #REF! | #REF!
Frigidaire |  | #REF! | #REF! | #REF! | #REF! | #REF! | #REF! | Frigidaire |  | #REF! | #REF! | #REF! | #REF! | #REF! | #REF! | Frigidaire |  | #REF! | #REF! | #REF! | #REF! | #REF! | #REF! | Frigidaire |  | #REF! | #REF! | #REF! | #REF! | #REF! | #REF! | Frigidaire |  | #REF! | #REF! | #REF! | #REF! | #REF! | #REF!
GermGuardian |  | #REF! | #REF! | #REF! | #REF! | #REF! | #REF! | GermGuardian |  | #REF! | #REF! | #REF! | #REF! | #REF! | #REF! | GermGuardian |  | #REF! | #REF! | #REF! | #REF! | #REF! | #REF! | GermGuardian |  | #REF! | #REF! | #REF! | #REF! | #REF! | #REF! | GermGuardian |  | #REF! | #REF! | #REF! | #REF! | #REF! | #REF!
Holmes |  | #REF! | #REF! | #REF! | #REF! | #REF! | #REF! | Holmes |  | #REF! | #REF! | #REF! | #REF! | #REF! | #REF! | Holmes |  | #REF! | #REF! | #REF! | #REF! | #REF! | #REF! | Holmes |  | #REF! | #REF! | #REF! | #REF! | #REF! | #REF! | Holmes |  | #REF! | #REF! | #REF! | #REF! | #REF! | #REF!
HOMEDICS |  | #REF! | #REF! | #REF! | #REF! | #REF! | #REF! | HOMEDICS |  | #REF! | #REF! | #REF! | #REF! | #REF! | #REF! | HOMEDICS |  | #REF! | #REF! | #REF! | #REF! | #REF! | #REF! | HOMEDICS |  | #REF! | #REF! | #REF! | #REF! | #REF! | #REF! | HOMEDICS |  | #REF! | #REF! | #REF! | #REF! | #REF! | #REF!
HomeTrends |  | #REF! | #REF! | #REF! | #REF! | #REF! | #REF! | HomeTrends |  | #REF! | #REF! | #REF! | #REF! | #REF! | #REF! | HomeTrends |  | #REF! | #REF! | #REF! | #REF! | #REF! | #REF! | HomeTrends |  | #REF! | #REF! | #REF! | #REF! | #REF! | #REF! | HomeTrends |  | #REF! | #REF! | #REF! | #REF! | #REF! | #REF!
Honeywell |  | #REF! | #REF! | #REF! | #REF! | #REF! | #REF! | Honeywell |  | #REF! | #REF! | #REF! | #REF! | #REF! | #REF! | Honeywell |  | #REF! | #REF! | #REF! | #REF! | #REF! | #REF! | Honeywell |  | #REF! | #REF! | #REF! | #REF! | #REF! | #REF! | Honeywell |  | #REF! | #REF! | #REF! | #REF! | #REF! | #REF!
IDEAL |  | #REF! | #REF! | #REF! | #REF! | #REF! | #REF! | IDEAL |  | #REF! | #REF! | #REF! | #REF! | #REF! | #REF! | IDEAL |  | #REF! | #REF! | #REF! | #REF! | #REF! | #REF! | IDEAL |  | #REF! | #REF! | #REF! | #REF! | #REF! | #REF! | IDEAL |  | #REF! | #REF! | #REF! | #REF! | #REF! | #REF!
Idylis |  | #REF! | #REF! | #REF! | #REF! | #REF! | #REF! | Idylis |  | #REF! | #REF! | #REF! | #REF! | #REF! | #REF! | Idylis |  | #REF! | #REF! | #REF! | #REF! | #REF! | #REF! | Idylis |  | #REF! | #REF! | #REF! | #REF! | #REF! | #REF! | Idylis |  | #REF! | #REF! | #REF! | #REF! | #REF! | #REF!
Intellipure |  | #REF! | #REF! | #REF! | #REF! | #REF! | #REF! | Intellipure |  | #REF! | #REF! | #REF! | #REF! | #REF! | #REF! | Intellipure |  | #REF! | #REF! | #REF! | #REF! | #REF! | #REF! | Intellipure |  | #REF! | #REF! | #REF! | #REF! | #REF! | #REF! | Intellipure |  | #REF! | #REF! | #REF! | #REF! | #REF! | #REF!
Ionic Comfort |  | #REF! | #REF! | #REF! | #REF! | #REF! | #REF! | Ionic Comfort |  | #REF! | #REF! | #REF! | #REF! | #REF! | #REF! | Ionic Comfort |  | #REF! | #REF! | #REF! | #REF! | #REF! | #REF! | Ionic Comfort |  | #REF! | #REF! | #REF! | #REF! | #REF! | #REF! | Ionic Comfort |  | #REF! | #REF! | #REF! | #REF! | #REF! | #REF!
Ionic Comfort Plus |  | #REF! | #REF! | #REF! | #REF! | #REF! | #REF! | Ionic Comfort Plus |  | #REF! | #REF! | #REF! | #REF! | #REF! | #REF! | Ionic Comfort Plus |  | #REF! | #REF! | #REF! | #REF! | #REF! | #REF! | Ionic Comfort Plus |  | #REF! | #REF! | #REF! | #REF! | #REF! | #REF! | Ionic Comfort Plus |  | #REF! | #REF! | #REF! | #REF! | #REF! | #REF!
Ionic Pro Platinum |  | #REF! | #REF! | #REF! | #REF! | #REF! | #REF! | Ionic Pro Platinum |  | #REF! | #REF! | #REF! | #REF! | #REF! | #REF! | Ionic Pro Platinum |  | #REF! | #REF! | #REF! | #REF! | #REF! | #REF! | Ionic Pro Platinum |  | #REF! | #REF! | #REF! | #REF! | #REF! | #REF! | Ionic Pro Platinum |  | #REF! | #REF! | #REF! | #REF! | #REF! | #REF!
IQAir |  | #REF! | #REF! | #REF! | #REF! | #REF! | #REF! | IQAir |  | #REF! | #REF! | #REF! | #REF! | #REF! | #REF! | IQAir |  | #REF! | #REF! | #REF! | #REF! | #REF! | #REF! | IQAir |  | #REF! | #REF! | #REF! | #REF! | #REF! | #REF! | IQAir |  | #REF! | #REF! | #REF! | #REF! | #REF! | #REF!
Kenmore |  | #REF! | #REF! | #REF! | #REF! | #REF! | #REF! | Kenmore |  | #REF! | #REF! | #REF! | #REF! | #REF! | #REF! | Kenmore |  | #REF! | #REF! | #REF! | #REF! | #REF! | #REF! | Kenmore |  | #REF! | #REF! | #REF! | #REF! | #REF! | #REF! | Kenmore |  | #REF! | #REF! | #REF! | #REF! | #REF! | #REF!
KoolCoh |  | #REF! | #REF! | #REF! | #REF! | #REF! | #REF! | KoolCoh |  | #REF! | #REF! | #REF! | #REF! | #REF! | #REF! | KoolCoh |  | #REF! | #REF! | #REF! | #REF! | #REF! | #REF! | KoolCoh |  | #REF! | #REF! | #REF! | #REF! | #REF! | #REF! | KoolCoh |  | #REF! | #REF! | #REF! | #REF! | #REF! | #REF!
Lasko |  | #REF! | #REF! | #REF! | #REF! | #REF! | #REF! | Lasko |  | #REF! | #REF! | #REF! | #REF! | #REF! | #REF! | Lasko |  | #REF! | #REF! | #REF! | #REF! | #REF! | #REF! | Lasko |  | #REF! | #REF! | #REF! | #REF! | #REF! | #REF! | Lasko |  | #REF! | #REF! | #REF! | #REF! | #REF! | #REF!
LG |  | #REF! | #REF! | #REF! | #REF! | #REF! | #REF! | LG |  | #REF! | #REF! | #REF! | #REF! | #REF! | #REF! | LG |  | #REF! | #REF! | #REF! | #REF! | #REF! | #REF! | LG |  | #REF! | #REF! | #REF! | #REF! | #REF! | #REF! | LG |  | #REF! | #REF! | #REF! | #REF! | #REF! | #REF!
Life Cell |  | #REF! | #REF! | #REF! | #REF! | #REF! | #REF! | Life Cell |  | #REF! | #REF! | #REF! | #REF! | #REF! | #REF! | Life Cell |  | #REF! | #REF! | #REF! | #REF! | #REF! | #REF! | Life Cell |  | #REF! | #REF! | #REF! | #REF! | #REF! | #REF! | Life Cell |  | #REF! | #REF! | #REF! | #REF! | #REF! | #REF!
LUX |  | #REF! | #REF! | #REF! | #REF! | #REF! | #REF! | LUX |  | #REF! | #REF! | #REF! | #REF! | #REF! | #REF! | LUX |  | #REF! | #REF! | #REF! | #REF! | #REF! | #REF! | LUX |  | #REF! | #REF! | #REF! | #REF! | #REF! | #REF! | LUX |  | #REF! | #REF! | #REF! | #REF! | #REF! | #REF!
Master Craft |  | #REF! | #REF! | #REF! | #REF! | #REF! | #REF! | Master Craft |  | #REF! | #REF! | #REF! | #REF! | #REF! | #REF! | Master Craft |  | #REF! | #REF! | #REF! | #REF! | #REF! | #REF! | Master Craft |  | #REF! | #REF! | #REF! | #REF! | #REF! | #REF! | Master Craft |  | #REF! | #REF! | #REF! | #REF! | #REF! | #REF!
Nectar |  | #REF! | #REF! | #REF! | #REF! | #REF! | #REF! | Nectar |  | #REF! | #REF! | #REF! | #REF! | #REF! | #REF! | Nectar |  | #REF! | #REF! | #REF! | #REF! | #REF! | #REF! | Nectar |  | #REF! | #REF! | #REF! | #REF! | #REF! | #REF! | Nectar |  | #REF! | #REF! | #REF! | #REF! | #REF! | #REF!
NUK |  | #REF! | #REF! | #REF! | #REF! | #REF! | #REF! | NUK |  | #REF! | #REF! | #REF! | #REF! | #REF! | #REF! | NUK |  | #REF! | #REF! | #REF! | #REF! | #REF! | #REF! | NUK |  | #REF! | #REF! | #REF! | #REF! | #REF! | #REF! | NUK |  | #REF! | #REF! | #REF! | #REF! | #REF! | #REF!
ORANSI |  | #REF! | #REF! | #REF! | #REF! | #REF! | #REF! | ORANSI |  | #REF! | #REF! | #REF! | #REF! | #REF! | #REF! | ORANSI |  | #REF! | #REF! | #REF! | #REF! | #REF! | #REF! | ORANSI |  | #REF! | #REF! | #REF! | #REF! | #REF! | #REF! | ORANSI |  | #REF! | #REF! | #REF! | #REF! | #REF! | #REF!
Oreck |  | #REF! | #REF! | #REF! | #REF! | #REF! | #REF! | Oreck |  | #REF! | #REF! | #REF! | #REF! | #REF! | #REF! | Oreck |  | #REF! | #REF! | #REF! | #REF! | #REF! | #REF! | Oreck |  | #REF! | #REF! | #REF! | #REF! | #REF! | #REF! | Oreck |  | #REF! | #REF! | #REF! | #REF! | #REF! | #REF!
Philips |  | #REF! | #REF! | #REF! | #REF! | #REF! | #REF! | Philips |  | #REF! | #REF! | #REF! | #REF! | #REF! | #REF! | Philips |  | #REF! | #REF! | #REF! | #REF! | #REF! | #REF! | Philips |  | #REF! | #REF! | #REF! | #REF! | #REF! | #REF! | Philips |  | #REF! | #REF! | #REF! | #REF! | #REF! | #REF!
Pure Ion Pro |  | #REF! | #REF! | #REF! | #REF! | #REF! | #REF! | Pure Ion Pro |  | #REF! | #REF! | #REF! | #REF! | #REF! | #REF! | Pure Ion Pro |  | #REF! | #REF! | #REF! | #REF! | #REF! | #REF! | Pure Ion Pro |  | #REF! | #REF! | #REF! | #REF! | #REF! | #REF! | Pure Ion Pro |  | #REF! | #REF! | #REF! | #REF! | #REF! | #REF!
PureGuardian |  | #REF! | #REF! | #REF! | #REF! | #REF! | #REF! | PureGuardian |  | #REF! | #REF! | #REF! | #REF! | #REF! | #REF! | PureGuardian |  | #REF! | #REF! | #REF! | #REF! | #REF! | #REF! | PureGuardian |  | #REF! | #REF! | #REF! | #REF! | #REF! | #REF! | PureGuardian |  | #REF! | #REF! | #REF! | #REF! | #REF! | #REF!
Rabbit Air |  | #REF! | #REF! | #REF! | #REF! | #REF! | #REF! | Rabbit Air |  | #REF! | #REF! | #REF! | #REF! | #REF! | #REF! | Rabbit Air |  | #REF! | #REF! | #REF! | #REF! | #REF! | #REF! | Rabbit Air |  | #REF! | #REF! | #REF! | #REF! | #REF! | #REF! | Rabbit Air |  | #REF! | #REF! | #REF! | #REF! | #REF! | #REF!
RevitalAir |  | #REF! | #REF! | #REF! | #REF! | #REF! | #REF! | RevitalAir |  | #REF! | #REF! | #REF! | #REF! | #REF! | #REF! | RevitalAir |  | #REF! | #REF! | #REF! | #REF! | #REF! | #REF! | RevitalAir |  | #REF! | #REF! | #REF! | #REF! | #REF! | #REF! | RevitalAir |  | #REF! | #REF! | #REF! | #REF! | #REF! | #REF!
ROWENTA |  | #REF! | #REF! | #REF! | #REF! | #REF! | #REF! | ROWENTA |  | #REF! | #REF! | #REF! | #REF! | #REF! | #REF! | ROWENTA |  | #REF! | #REF! | #REF! | #REF! | #REF! | #REF! | ROWENTA |  | #REF! | #REF! | #REF! | #REF! | #REF! | #REF! | ROWENTA |  | #REF! | #REF! | #REF! | #REF! | #REF! | #REF!
Sharp |  | #REF! | #REF! | #REF! | #REF! | #REF! | #REF! | Sharp |  | #REF! | #REF! | #REF! | #REF! | #REF! | #REF! | Sharp |  | #REF! | #REF! | #REF! | #REF! | #REF! | #REF! | Sharp |  | #REF! | #REF! | #REF! | #REF! | #REF! | #REF! | Sharp |  | #REF! | #REF! | #REF! | #REF! | #REF! | #REF!
SheerAIRE |  | #REF! | #REF! | #REF! | #REF! | #REF! | #REF! | SheerAIRE |  | #REF! | #REF! | #REF! | #REF! | #REF! | #REF! | SheerAIRE |  | #REF! | #REF! | #REF! | #REF! | #REF! | #REF! | SheerAIRE |  | #REF! | #REF! | #REF! | #REF! | #REF! | #REF! | SheerAIRE |  | #REF! | #REF! | #REF! | #REF! | #REF! | #REF!
Therapure |  | #REF! | #REF! | #REF! | #REF! | #REF! | #REF! | Therapure |  | #REF! | #REF! | #REF! | #REF! | #REF! | #REF! | Therapure |  | #REF! | #REF! | #REF! | #REF! | #REF! | #REF! | Therapure |  | #REF! | #REF! | #REF! | #REF! | #REF! | #REF! | Therapure |  | #REF! | #REF! | #REF! | #REF! | #REF! | #REF!
Whirlpool |  | #REF! | #REF! | #REF! | #REF! | #REF! | #REF! | Whirlpool |  | #REF! | #REF! | #REF! | #REF! | #REF! | #REF! | Whirlpool |  | #REF! | #REF! | #REF! | #REF! | #REF! | #REF! | Whirlpool |  | #REF! | #REF! | #REF! | #REF! | #REF! | #REF! | Whirlpool |  | #REF! | #REF! | #REF! | #REF! | #REF! | #REF!
Winix |  | #REF! | #REF! | #REF! | #REF! | #REF! | #REF! | Winix |  | #REF! | #REF! | #REF! | #REF! | #REF! | #REF! | Winix |  | #REF! | #REF! | #REF! | #REF! | #REF! | #REF! | Winix |  | #REF! | #REF! | #REF! | #REF! | #REF! | #REF! | Winix |  | #REF! | #REF! | #REF! | #REF! | #REF! | #REF!
Wood's |  | #REF! | #REF! | #REF! | #REF! | #REF! | #REF! | Wood's |  | #REF! | #REF! | #REF! | #REF! | #REF! | #REF! | Wood's |  | #REF! | #REF! | #REF! | #REF! | #REF! | #REF! | Wood's |  | #REF! | #REF! | #REF! | #REF! | #REF! | #REF! | Wood's |  | #REF! | #REF! | #REF! | #REF! | #REF! | #REF!
Non-ES Models | #REF! | #REF! | #REF! | #REF! | #REF! | #REF! | #REF! | Non-ES Models | #REF! | #REF! | #REF! | #REF! | #REF! | #REF! | #REF! | Non-ES Models | #REF! | #REF! | #REF! | #REF! | #REF! | #REF! | #REF! | Non-ES Models | #REF! | #REF! | #REF! | #REF! | #REF! | #REF! | #REF! | Non-ES Models | #REF! | #REF! | #REF! | #REF! | #REF! | #REF! | #REF!
Totals | #REF! | #REF! | #REF! | #REF! | #REF! | #REF! | #REF! | Totals | #REF! | #REF! | #REF! | #REF! | #REF! | #REF! | #REF! | Totals | #REF! | #REF! | #REF! | #REF! | #REF! | #REF! | #REF! | Totals | #REF! | #REF! | #REF! | #REF! | #REF! | #REF! | #REF! | Totals | #REF! | #REF! | #REF! | #REF! | #REF! | #REF! | #REF!
Market Penetration |  | #REF! | #REF! | #REF! | #REF! | #REF! | #REF! | Market Penetration |  | #REF! | #REF! | #REF! | #REF! | #REF! | #REF! | Market Penetration |  | #REF! | #REF! | #REF! | #REF! | #REF! | #REF! | Market Penetration |  | #REF! | #REF! | #REF! | #REF! | #REF! | #REF! | Market Penetration |  | #REF! | #REF! | #REF! | #REF! | #REF! | #REF!
Count of Brands |  | 0 | 0 | 0 | 0 | 0 | 0 | Count of Brands |  | 0 | 0 | 0 | 0 | 0 | 0 | Count of Brands |  | 0 | 0 | 0 | 0 | 0 | 0 | Count of Brands |  | 0 | 0 | 0 | 0 | 0 | 0 | Count of Brands |  | 0 | 0 | 0 | 0 | 0 | 0
Measured Dust CADR/W (Adjusted Proposal Levels) | [7 empty] | Measured Dust CADR/W (Adjusted Proposal Levels) | [7 empty] | Measured Dust CADR/W (Adjusted Proposal Levels) | [7 empty] | Measured Dust CADR/W (Adjusted Proposal Levels) | [7 empty] | Measured Dust CADR/W (Adjusted Proposal Levels)
CADR < 100 | [7 empty] | 100 =< CADR < 150 | [7 empty] | 150 =< CADR < 200 | [7 empty] | 200 <= CADR | [7 empty] | All
ENERGY STAR Manufacturing Partner Brands | Non-ENERGY STAR | ENERGY STAR | Proposal # 1 (CADR/W = 2.4) | Proposal # 2 (CADR/W = 2.5) | Proposal # 3 (CADR/W = 2.6) | Proposal # 4 (CADR/W = 2.7) | Proposal # 5 (CADR/W = 2.8) | ENERGY STAR Manufacturing Partner Brands | Non-ENERGY STAR | ENERGY STAR | Proposal # 1 (CADR/W = 2.4) | Proposal # 2 (CADR/W = 2.5) | Proposal # 3 (CADR/W = 2.6) | Proposal # 4 (CADR/W = 3.0) | Proposal # 5 (CADR/W = 3.5) | ENERGY STAR Manufacturing Partner Brands | Non-ENERGY STAR | ENERGY STAR | Proposal # 1 (CADR/W = 2.8) | Proposal # 2 (CADR/W = 3.0) | Proposal # 3 (CADR/W = 3.2) | Proposal # 4 (CADR/W = 3.5) | Proposal # 5 (CADR/W = 4.0) | ENERGY STAR Manufacturing Partner Brands | Non-ENERGY STAR | ENERGY STAR | Proposal # 1 (CADR/W = 2.7) | Proposal # 2 (CADR/W = 2.8) | Proposal # 3 (CADR/W = 3.0) | Proposal # 4 (CADR/W = 3.2) | Proposal # 5 (CADR/W = 3.5) | ENERGY STAR Manufacturing Partner Brands | Non-ENERGY STAR | ENERGY STAR | Proposal # 1 | Proposal # 2 | Proposal # 3 | Proposal # 4 | Proposal # 5
Aerus |  | #REF! | #REF! | #REF! | #REF! | #REF! | #REF! | Aerus |  | #REF! | #REF! | #REF! | #REF! | #REF! | #REF! | Aerus |  | #REF! | #REF! | #REF! | #REF! | #REF! | #REF! | Aerus |  | #REF! | #REF! | #REF! | #REF! | #REF! | #REF! | Aerus |  | #REF! | #REF! | #REF! | #REF! | #REF! | #REF!
Airgle |  | #REF! | #REF! | #REF! | #REF! | #REF! | #REF! | Airgle |  | #REF! | #REF! | #REF! | #REF! | #REF! | #REF! | Airgle |  | #REF! | #REF! | #REF! | #REF! | #REF! | #REF! | Airgle |  | #REF! | #REF! | #REF! | #REF! | #REF! | #REF! | Airgle |  | #REF! | #REF! | #REF! | #REF! | #REF! | #REF!
AIRMEGA |  | #REF! | #REF! | #REF! | #REF! | #REF! | #REF! | AIRMEGA |  | #REF! | #REF! | #REF! | #REF! | #REF! | #REF! | AIRMEGA |  | #REF! | #REF! | #REF! | #REF! | #REF! | #REF! | AIRMEGA |  | #REF! | #REF! | #REF! | #REF! | #REF! | #REF! | AIRMEGA |  | #REF! | #REF! | #REF! | #REF! | #REF! | #REF!
Alen |  | #REF! | #REF! | #REF! | #REF! | #REF! | #REF! | Alen |  | #REF! | #REF! | #REF! | #REF! | #REF! | #REF! | Alen |  | #REF! | #REF! | #REF! | #REF! | #REF! | #REF! | Alen |  | #REF! | #REF! | #REF! | #REF! | #REF! | #REF! | Alen |  | #REF! | #REF! | #REF! | #REF! | #REF! | #REF!
Allergy Pro |  | #REF! | #REF! | #REF! | #REF! | #REF! | #REF! | Allergy Pro |  | #REF! | #REF! | #REF! | #REF! | #REF! | #REF! | Allergy Pro |  | #REF! | #REF! | #REF! | #REF! | #REF! | #REF! | Allergy Pro |  | #REF! | #REF! | #REF! | #REF! | #REF! | #REF! | Allergy Pro |  | #REF! | #REF! | #REF! | #REF! | #REF! | #REF!
Atmosphere |  | #REF! | #REF! | #REF! | #REF! | #REF! | #REF! | Atmosphere |  | #REF! | #REF! | #REF! | #REF! | #REF! | #REF! | Atmosphere |  | #REF! | #REF! | #REF! | #REF! | #REF! | #REF! | Atmosphere |  | #REF! | #REF! | #REF! | #REF! | #REF! | #REF! | Atmosphere |  | #REF! | #REF! | #REF! | #REF! | #REF! | #REF!
BeneLife |  | #REF! | #REF! | #REF! | #REF! | #REF! | #REF! | BeneLife |  | #REF! | #REF! | #REF! | #REF! | #REF! | #REF! | BeneLife |  | #REF! | #REF! | #REF! | #REF! | #REF! | #REF! | BeneLife |  | #REF! | #REF! | #REF! | #REF! | #REF! | #REF! | BeneLife |  | #REF! | #REF! | #REF! | #REF! | #REF! | #REF!
Bionaire |  | #REF! | #REF! | #REF! | #REF! | #REF! | #REF! | Bionaire |  | #REF! | #REF! | #REF! | #REF! | #REF! | #REF! | Bionaire |  | #REF! | #REF! | #REF! | #REF! | #REF! | #REF! | Bionaire |  | #REF! | #REF! | #REF! | #REF! | #REF! | #REF! | Bionaire |  | #REF! | #REF! | #REF! | #REF! | #REF! | #REF!
BLUE |  | #REF! | #REF! | #REF! | #REF! | #REF! | #REF! | BLUE |  | #REF! | #REF! | #REF! | #REF! | #REF! | #REF! | BLUE |  | #REF! | #REF! | #REF! | #REF! | #REF! | #REF! | BLUE |  | #REF! | #REF! | #REF! | #REF! | #REF! | #REF! | BLUE |  | #REF! | #REF! | #REF! | #REF! | #REF! | #REF!
Blueair |  | #REF! | #REF! | #REF! | #REF! | #REF! | #REF! | Blueair |  | #REF! | #REF! | #REF! | #REF! | #REF! | #REF! | Blueair |  | #REF! | #REF! | #REF! | #REF! | #REF! | #REF! | Blueair |  | #REF! | #REF! | #REF! | #REF! | #REF! | #REF! | Blueair |  | #REF! | #REF! | #REF! | #REF! | #REF! | #REF!
Blueair Aerus |  | #REF! | #REF! | #REF! | #REF! | #REF! | #REF! | Blueair Aerus |  | #REF! | #REF! | #REF! | #REF! | #REF! | #REF! | Blueair Aerus |  | #REF! | #REF! | #REF! | #REF! | #REF! | #REF! | Blueair Aerus |  | #REF! | #REF! | #REF! | #REF! | #REF! | #REF! | Blueair Aerus |  | #REF! | #REF! | #REF! | #REF! | #REF! | #REF!
Boneco |  | #REF! | #REF! | #REF! | #REF! | #REF! | #REF! | Boneco |  | #REF! | #REF! | #REF! | #REF! | #REF! | #REF! | Boneco |  | #REF! | #REF! | #REF! | #REF! | #REF! | #REF! | Boneco |  | #REF! | #REF! | #REF! | #REF! | #REF! | #REF! | Boneco |  | #REF! | #REF! | #REF! | #REF! | #REF! | #REF!
Brondell |  | #REF! | #REF! | #REF! | #REF! | #REF! | #REF! | Brondell |  | #REF! | #REF! | #REF! | #REF! | #REF! | #REF! | Brondell |  | #REF! | #REF! | #REF! | #REF! | #REF! | #REF! | Brondell |  | #REF! | #REF! | #REF! | #REF! | #REF! | #REF! | Brondell |  | #REF! | #REF! | #REF! | #REF! | #REF! | #REF!
Coway |  | #REF! | #REF! | #REF! | #REF! | #REF! | #REF! | Coway |  | #REF! | #REF! | #REF! | #REF! | #REF! | #REF! | Coway |  | #REF! | #REF! | #REF! | #REF! | #REF! | #REF! | Coway |  | #REF! | #REF! | #REF! | #REF! | #REF! | #REF! | Coway |  | #REF! | #REF! | #REF! | #REF! | #REF! | #REF!
Coway, Cairs |  | #REF! | #REF! | #REF! | #REF! | #REF! | #REF! | Coway, Cairs |  | #REF! | #REF! | #REF! | #REF! | #REF! | #REF! | Coway, Cairs |  | #REF! | #REF! | #REF! | #REF! | #REF! | #REF! | Coway, Cairs |  | #REF! | #REF! | #REF! | #REF! | #REF! | #REF! | Coway, Cairs |  | #REF! | #REF! | #REF! | #REF! | #REF! | #REF!
Electrolux |  | #REF! | #REF! | #REF! | #REF! | #REF! | #REF! | Electrolux |  | #REF! | #REF! | #REF! | #REF! | #REF! | #REF! | Electrolux |  | #REF! | #REF! | #REF! | #REF! | #REF! | #REF! | Electrolux |  | #REF! | #REF! | #REF! | #REF! | #REF! | #REF! | Electrolux |  | #REF! | #REF! | #REF! | #REF! | #REF! | #REF!
Envion |  | #REF! | #REF! | #REF! | #REF! | #REF! | #REF! | Envion |  | #REF! | #REF! | #REF! | #REF! | #REF! | #REF! | Envion |  | #REF! | #REF! | #REF! | #REF! | #REF! | #REF! | Envion |  | #REF! | #REF! | #REF! | #REF! | #REF! | #REF! | Envion |  | #REF! | #REF! | #REF! | #REF! | #REF! | #REF!
Febreze |  | #REF! | #REF! | #REF! | #REF! | #REF! | #REF! | Febreze |  | #REF! | #REF! | #REF! | #REF! | #REF! | #REF! | Febreze |  | #REF! | #REF! | #REF! | #REF! | #REF! | #REF! | Febreze |  | #REF! | #REF! | #REF! | #REF! | #REF! | #REF! | Febreze |  | #REF! | #REF! | #REF! | #REF! | #REF! | #REF!
Fellowes |  | #REF! | #REF! | #REF! | #REF! | #REF! | #REF! | Fellowes |  | #REF! | #REF! | #REF! | #REF! | #REF! | #REF! | Fellowes |  | #REF! | #REF! | #REF! | #REF! | #REF! | #REF! | Fellowes |  | #REF! | #REF! | #REF! | #REF! | #REF! | #REF! | Fellowes |  | #REF! | #REF! | #REF! | #REF! | #REF! | #REF!
Filtrete |  | #REF! | #REF! | #REF! | #REF! | #REF! | #REF! | Filtrete |  | #REF! | #REF! | #REF! | #REF! | #REF! | #REF! | Filtrete |  | #REF! | #REF! | #REF! | #REF! | #REF! | #REF! | Filtrete |  | #REF! | #REF! | #REF! | #REF! | #REF! | #REF! | Filtrete |  | #REF! | #REF! | #REF! | #REF! | #REF! | #REF!
Friedrich |  | #REF! | #REF! | #REF! | #REF! | #REF! | #REF! | Friedrich |  | #REF! | #REF! | #REF! | #REF! | #REF! | #REF! | Friedrich |  | #REF! | #REF! | #REF! | #REF! | #REF! | #REF! | Friedrich |  | #REF! | #REF! | #REF! | #REF! | #REF! | #REF! | Friedrich |  | #REF! | #REF! | #REF! | #REF! | #REF! | #REF!
Frigidaire |  | #REF! | #REF! | #REF! | #REF! | #REF! | #REF! | Frigidaire |  | #REF! | #REF! | #REF! | #REF! | #REF! | #REF! | Frigidaire |  | #REF! | #REF! | #REF! | #REF! | #REF! | #REF! | Frigidaire |  | #REF! | #REF! | #REF! | #REF! | #REF! | #REF! | Frigidaire |  | #REF! | #REF! | #REF! | #REF! | #REF! | #REF!
GermGuardian |  | #REF! | #REF! | #REF! | #REF! | #REF! | #REF! | GermGuardian |  | #REF! | #REF! | #REF! | #REF! | #REF! | #REF! | GermGuardian |  | #REF! | #REF! | #REF! | #REF! | #REF! | #REF! | GermGuardian |  | #REF! | #REF! | #REF! | #REF! | #REF! | #REF! | GermGuardian |  | #REF! | #REF! | #REF! | #REF! | #REF! | #REF!
Holmes |  | #REF! | #REF! | #REF! | #REF! | #REF! | #REF! | Holmes |  | #REF! | #REF! | #REF! | #REF! | #REF! | #REF! | Holmes |  | #REF! | #REF! | #REF! | #REF! | #REF! | #REF! | Holmes |  | #REF! | #REF! | #REF! | #REF! | #REF! | #REF! | Holmes |  | #REF! | #REF! | #REF! | #REF! | #REF! | #REF!
HOMEDICS |  | #REF! | #REF! | #REF! | #REF! | #REF! | #REF! | HOMEDICS |  | #REF! | #REF! | #REF! | #REF! | #REF! | #REF! | HOMEDICS |  | #REF! | #REF! | #REF! | #REF! | #REF! | #REF! | HOMEDICS |  | #REF! | #REF! | #REF! | #REF! | #REF! | #REF! | HOMEDICS |  | #REF! | #REF! | #REF! | #REF! | #REF! | #REF!
HomeTrends |  | #REF! | #REF! | #REF! | #REF! | #REF! | #REF! | HomeTrends |  | #REF! | #REF! | #REF! | #REF! | #REF! | #REF! | HomeTrends |  | #REF! | #REF! | #REF! | #REF! | #REF! | #REF! | HomeTrends |  | #REF! | #REF! | #REF! | #REF! | #REF! | #REF! | HomeTrends |  | #REF! | #REF! | #REF! | #REF! | #REF! | #REF!
Honeywell |  | #REF! | #REF! | #REF! | #REF! | #REF! | #REF! | Honeywell |  | #REF! | #REF! | #REF! | #REF! | #REF! | #REF! | Honeywell |  | #REF! | #REF! | #REF! | #REF! | #REF! | #REF! | Honeywell |  | #REF! | #REF! | #REF! | #REF! | #REF! | #REF! | Honeywell |  | #REF! | #REF! | #REF! | #REF! | #REF! | #REF!
IDEAL |  | #REF! | #REF! | #REF! | #REF! | #REF! | #REF! | IDEAL |  | #REF! | #REF! | #REF! | #REF! | #REF! | #REF! | IDEAL |  | #REF! | #REF! | #REF! | #REF! | #REF! | #REF! | IDEAL |  | #REF! | #REF! | #REF! | #REF! | #REF! | #REF! | IDEAL |  | #REF! | #REF! | #REF! | #REF! | #REF! | #REF!
Idylis |  | #REF! | #REF! | #REF! | #REF! | #REF! | #REF! | Idylis |  | #REF! | #REF! | #REF! | #REF! | #REF! | #REF! | Idylis |  | #REF! | #REF! | #REF! | #REF! | #REF! | #REF! | Idylis |  | #REF! | #REF! | #REF! | #REF! | #REF! | #REF! | Idylis |  | #REF! | #REF! | #REF! | #REF! | #REF! | #REF!
Intellipure |  | #REF! | #REF! | #REF! | #REF! | #REF! | #REF! | Intellipure |  | #REF! | #REF! | #REF! | #REF! | #REF! | #REF! | Intellipure |  | #REF! | #REF! | #REF! | #REF! | #REF! | #REF! | Intellipure |  | #REF! | #REF! | #REF! | #REF! | #REF! | #REF! | Intellipure |  | #REF! | #REF! | #REF! | #REF! | #REF! | #REF!
Ionic Comfort |  | #REF! | #REF! | #REF! | #REF! | #REF! | #REF! | Ionic Comfort |  | #REF! | #REF! | #REF! | #REF! | #REF! | #REF! | Ionic Comfort |  | #REF! | #REF! | #REF! | #REF! | #REF! | #REF! | Ionic Comfort |  | #REF! | #REF! | #REF! | #REF! | #REF! | #REF! | Ionic Comfort |  | #REF! | #REF! | #REF! | #REF! | #REF! | #REF!
Ionic Comfort Plus |  | #REF! | #REF! | #REF! | #REF! | #REF! | #REF! | Ionic Comfort Plus |  | #REF! | #REF! | #REF! | #REF! | #REF! | #REF! | Ionic Comfort Plus |  | #REF! | #REF! | #REF! | #REF! | #REF! | #REF! | Ionic Comfort Plus |  | #REF! | #REF! | #REF! | #REF! | #REF! | #REF! | Ionic Comfort Plus |  | #REF! | #REF! | #REF! | #REF! | #REF! | #REF!
Ionic Pro Platinum |  | #REF! | #REF! | #REF! | #REF! | #REF! | #REF! | Ionic Pro Platinum |  | #REF! | #REF! | #REF! | #REF! | #REF! | #REF! | Ionic Pro Platinum |  | #REF! | #REF! | #REF! | #REF! | #REF! | #REF! | Ionic Pro Platinum |  | #REF! | #REF! | #REF! | #REF! | #REF! | #REF! | Ionic Pro Platinum |  | #REF! | #REF! | #REF! | #REF! | #REF! | #REF!
IQAir |  | #REF! | #REF! | #REF! | #REF! | #REF! | #REF! | IQAir |  | #REF! | #REF! | #REF! | #REF! | #REF! | #REF! | IQAir |  | #REF! | #REF! | #REF! | #REF! | #REF! | #REF! | IQAir |  | #REF! | #REF! | #REF! | #REF! | #REF! | #REF! | IQAir |  | #REF! | #REF! | #REF! | #REF! | #REF! | #REF!
Kenmore |  | #REF! | #REF! | #REF! | #REF! | #REF! | #REF! | Kenmore |  | #REF! | #REF! | #REF! | #REF! | #REF! | #REF! | Kenmore |  | #REF! | #REF! | #REF! | #REF! | #REF! | #REF! | Kenmore |  | #REF! | #REF! | #REF! | #REF! | #REF! | #REF! | Kenmore |  | #REF! | #REF! | #REF! | #REF! | #REF! | #REF!
KoolCoh |  | #REF! | #REF! | #REF! | #REF! | #REF! | #REF! | KoolCoh |  | #REF! | #REF! | #REF! | #REF! | #REF! | #REF! | KoolCoh |  | #REF! | #REF! | #REF! | #REF! | #REF! | #REF! | KoolCoh |  | #REF! | #REF! | #REF! | #REF! | #REF! | #REF! | KoolCoh |  | #REF! | #REF! | #REF! | #REF! | #REF! | #REF!
Lasko |  | #REF! | #REF! | #REF! | #REF! | #REF! | #REF! | Lasko |  | #REF! | #REF! | #REF! | #REF! | #REF! | #REF! | Lasko |  | #REF! | #REF! | #REF! | #REF! | #REF! | #REF! | Lasko |  | #REF! | #REF! | #REF! | #REF! | #REF! | #REF! | Lasko |  | #REF! | #REF! | #REF! | #REF! | #REF! | #REF!
LG |  | #REF! | #REF! | #REF! | #REF! | #REF! | #REF! | LG |  | #REF! | #REF! | #REF! | #REF! | #REF! | #REF! | LG |  | #REF! | #REF! | #REF! | #REF! | #REF! | #REF! | LG |  | #REF! | #REF! | #REF! | #REF! | #REF! | #REF! | LG |  | #REF! | #REF! | #REF! | #REF! | #REF! | #REF!
Life Cell |  | #REF! | #REF! | #REF! | #REF! | #REF! | #REF! | Life Cell |  | #REF! | #REF! | #REF! | #REF! | #REF! | #REF! | Life Cell |  | #REF! | #REF! | #REF! | #REF! | #REF! | #REF! | Life Cell |  | #REF! | #REF! | #REF! | #REF! | #REF! | #REF! | Life Cell |  | #REF! | #REF! | #REF! | #REF! | #REF! | #REF!
LUX |  | #REF! | #REF! | #REF! | #REF! | #REF! | #REF! | LUX |  | #REF! | #REF! | #REF! | #REF! | #REF! | #REF! | LUX |  | #REF! | #REF! | #REF! | #REF! | #REF! | #REF! | LUX |  | #REF! | #REF! | #REF! | #REF! | #REF! | #REF! | LUX |  | #REF! | #REF! | #REF! | #REF! | #REF! | #REF!
Master Craft |  | #REF! | #REF! | #REF! | #REF! | #REF! | #REF! | Master Craft |  | #REF! | #REF! | #REF! | #REF! | #REF! | #REF! | Master Craft |  | #REF! | #REF! | #REF! | #REF! | #REF! | #REF! | Master Craft |  | #REF! | #REF! | #REF! | #REF! | #REF! | #REF! | Master Craft |  | #REF! | #REF! | #REF! | #REF! | #REF! | #REF!
Nectar |  | #REF! | #REF! | #REF! | #REF! | #REF! | #REF! | Nectar |  | #REF! | #REF! | #REF! | #REF! | #REF! | #REF! | Nectar |  | #REF! | #REF! | #REF! | #REF! | #REF! | #REF! | Nectar |  | #REF! | #REF! | #REF! | #REF! | #REF! | #REF! | Nectar |  | #REF! | #REF! | #REF! | #REF! | #REF! | #REF!
NUK |  | #REF! | #REF! | #REF! | #REF! | #REF! | #REF! | NUK |  | #REF! | #REF! | #REF! | #REF! | #REF! | #REF! | NUK |  | #REF! | #REF! | #REF! | #REF! | #REF! | #REF! | NUK |  | #REF! | #REF! | #REF! | #REF! | #REF! | #REF! | NUK |  | #REF! | #REF! | #REF! | #REF! | #REF! | #REF!
ORANSI |  | #REF! | #REF! | #REF! | #REF! | #REF! | #REF! | ORANSI |  | #REF! | #REF! | #REF! | #REF! | #REF! | #REF! | ORANSI |  | #REF! | #REF! | #REF! | #REF! | #REF! | #REF! | ORANSI |  | #REF! | #REF! | #REF! | #REF! | #REF! | #REF! | ORANSI |  | #REF! | #REF! | #REF! | #REF! | #REF! | #REF!
Oreck |  | #REF! | #REF! | #REF! | #REF! | #REF! | #REF! | Oreck |  | #REF! | #REF! | #REF! | #REF! | #REF! | #REF! | Oreck |  | #REF! | #REF! | #REF! | #REF! | #REF! | #REF! | Oreck |  | #REF! | #REF! | #REF! | #REF! | #REF! | #REF! | Oreck |  | #REF! | #REF! | #REF! | #REF! | #REF! | #REF!
Philips |  | #REF! | #REF! | #REF! | #REF! | #REF! | #REF! | Philips |  | #REF! | #REF! | #REF! | #REF! | #REF! | #REF! | Philips |  | #REF! | #REF! | #REF! | #REF! | #REF! | #REF! | Philips |  | #REF! | #REF! | #REF! | #REF! | #REF! | #REF! | Philips |  | #REF! | #REF! | #REF! | #REF! | #REF! | #REF!
Pure Ion Pro |  | #REF! | #REF! | #REF! | #REF! | #REF! | #REF! | Pure Ion Pro |  | #REF! | #REF! | #REF! | #REF! | #REF! | #REF! | Pure Ion Pro |  | #REF! | #REF! | #REF! | #REF! | #REF! | #REF! | Pure Ion Pro |  | #REF! | #REF! | #REF! | #REF! | #REF! | #REF! | Pure Ion Pro |  | #REF! | #REF! | #REF! | #REF! | #REF! | #REF!
PureGuardian |  | #REF! | #REF! | #REF! | #REF! | #REF! | #REF! | PureGuardian |  | #REF! | #REF! | #REF! | #REF! | #REF! | #REF! | PureGuardian |  | #REF! | #REF! | #REF! | #REF! | #REF! | #REF! | PureGuardian |  | #REF! | #REF! | #REF! | #REF! | #REF! | #REF! | PureGuardian |  | #REF! | #REF! | #REF! | #REF! | #REF! | #REF!
Rabbit Air |  | #REF! | #REF! | #REF! | #REF! | #REF! | #REF! | Rabbit Air |  | #REF! | #REF! | #REF! | #REF! | #REF! | #REF! | Rabbit Air |  | #REF! | #REF! | #REF! | #REF! | #REF! | #REF! | Rabbit Air |  | #REF! | #REF! | #REF! | #REF! | #REF! | #REF! | Rabbit Air |  | #REF! | #REF! | #REF! | #REF! | #REF! | #REF!
RevitalAir |  | #REF! | #REF! | #REF! | #REF! | #REF! | #REF! | RevitalAir |  | #REF! | #REF! | #REF! | #REF! | #REF! | #REF! | RevitalAir |  | #REF! | #REF! | #REF! | #REF! | #REF! | #REF! | RevitalAir |  | #REF! | #REF! | #REF! | #REF! | #REF! | #REF! | RevitalAir |  | #REF! | #REF! | #REF! | #REF! | #REF! | #REF!
ROWENTA |  | #REF! | #REF! | #REF! | #REF! | #REF! | #REF! | ROWENTA |  | #REF! | #REF! | #REF! | #REF! | #REF! | #REF! | ROWENTA |  | #REF! | #REF! | #REF! | #REF! | #REF! | #REF! | ROWENTA |  | #REF! | #REF! | #REF! | #REF! | #REF! | #REF! | ROWENTA |  | #REF! | #REF! | #REF! | #REF! | #REF! | #REF!
Sharp |  | #REF! | #REF! | #REF! | #REF! | #REF! | #REF! | Sharp |  | #REF! | #REF! | #REF! | #REF! | #REF! | #REF! | Sharp |  | #REF! | #REF! | #REF! | #REF! | #REF! | #REF! | Sharp |  | #REF! | #REF! | #REF! | #REF! | #REF! | #REF! | Sharp |  | #REF! | #REF! | #REF! | #REF! | #REF! | #REF!
SheerAIRE |  | #REF! | #REF! | #REF! | #REF! | #REF! | #REF! | SheerAIRE |  | #REF! | #REF! | #REF! | #REF! | #REF! | #REF! | SheerAIRE |  | #REF! | #REF! | #REF! | #REF! | #REF! | #REF! | SheerAIRE |  | #REF! | #REF! | #REF! | #REF! | #REF! | #REF! | SheerAIRE |  | #REF! | #REF! | #REF! | #REF! | #REF! | #REF!
Therapure |  | #REF! | #REF! | #REF! | #REF! | #REF! | #REF! | Therapure |  | #REF! | #REF! | #REF! | #REF! | #REF! | #REF! | Therapure |  | #REF! | #REF! | #REF! | #REF! | #REF! | #REF! | Therapure |  | #REF! | #REF! | #REF! | #REF! | #REF! | #REF! | Therapure |  | #REF! | #REF! | #REF! | #REF! | #REF! | #REF!
Whirlpool |  | #REF! | #REF! | #REF! | #REF! | #REF! | #REF! | Whirlpool |  | #REF! | #REF! | #REF! | #REF! | #REF! | #REF! | Whirlpool |  | #REF! | #REF! | #REF! | #REF! | #REF! | #REF! | Whirlpool |  | #REF! | #REF! | #REF! | #REF! | #REF! | #REF! | Whirlpool |  | #REF! | #REF! | #REF! | #REF! | #REF! | #REF!
Winix |  | #REF! | #REF! | #REF! | #REF! | #REF! | #REF! | Winix |  | #REF! | #REF! | #REF! | #REF! | #REF! | #REF! | Winix |  | #REF! | #REF! | #REF! | #REF! | #REF! | #REF! | Winix |  | #REF! | #REF! | #REF! | #REF! | #REF! | #REF! | Winix |  | #REF! | #REF! | #REF! | #REF! | #REF! | #REF!
Wood's |  | #REF! | #REF! | #REF! | #REF! | #REF! | #REF! | Wood's |  | #REF! | #REF! | #REF! | #REF! | #REF! | #REF! | Wood's |  | #REF! | #REF! | #REF! | #REF! | #REF! | #REF! | Wood's |  | #REF! | #REF! | #REF! | #REF! | #REF! | #REF! | Wood's |  | #REF! | #REF! | #REF! | #REF! | #REF! | #REF!
Non-ES Models | #REF! | #REF! | #REF! | #REF! | #REF! | #REF! | #REF! | Non-ES Models | #REF! | #REF! | #REF! | #REF! | #REF! | #REF! | #REF! | Non-ES Models | #REF! | #REF! | #REF! | #REF! | #REF! | #REF! | #REF! | Non-ES Models | #REF! | #REF! | #REF! | #REF! | #REF! | #REF! | #REF! | Non-ES Models | #REF! | #REF! | #REF! | #REF! | #REF! | #REF! | #REF!
Totals | #REF! | #REF! | #REF! | #REF! | #REF! | #REF! | #REF! | Totals | #REF! | #REF! | #REF! | #REF! | #REF! | #REF! | #REF! | Totals | #REF! | #REF! | #REF! | #REF! | #REF! | #REF! | #REF! | Totals | #REF! | #REF! | #REF! | #REF! | #REF! | #REF! | #REF! | Totals | #REF! | #REF! | #REF! | #REF! | #REF! | #REF! | #REF!
Market Penetration |  | #REF! | #REF! | #REF! | #REF! | #REF! | #REF! | Market Penetration |  | #REF! | #REF! | #REF! | #REF! | #REF! | #REF! | Market Penetration |  | #REF! | #REF! | #REF! | #REF! | #REF! | #REF! | Market Penetration |  | #REF! | #REF! | #REF! | #REF! | #REF! | #REF! | Market Penetration |  | #REF! | #REF! | #REF! | #REF! | #REF! | #REF!
Count of Brands |  | 0 | 0 | 0 | 0 | 0 | 0 | Count of Brands |  | 0 | 0 | 0 | 0 | 0 | 0 | Count of Brands |  | 0 | 0 | 0 | 0 | 0 | 0 | Count of Brands |  | 0 | 0 | 0 | 0 | 0 | 0 | Count of Brands |  | 0 | 0 | 0 | 0 | 0 | 0
Note on B199: Leybourn, Steve: Left off here

## 5a. 02 Trans
ENERGY STAR Unique ID | Config ID | Data on Market | Date Qualified | Physical Data Submission Only | Capacity Optimized Method Available (COMs) | Qualification Range Submission Type | Active or Passive Cooling Enabled in Hardware on Shipment | Trans PSU Rated Output (W) | Trans PSUs 80PLUS Certification | Trans Device Type Highest Predicted Deployed Device | Trans Device Form Factor Highest Predicted Deployed Device | Trans Device Rated Speed (RPM) Highest Predicted Deployed Device | Trans Device Raw Capacity (GB) Highest Predicted Deployed Device | Trans Total Num Installed Storage Devices Optimal Point | Trans Ratio Devices Mixed Optimal Point | Trans Installed Solid State Devices in Optimal Point | Trans Installed Rotational Devices in Optimal Point | Trans Num of Controllers in Optimal Point | Trans Num Redundant Controllers Optimal Point | Trans Number of PSUs Optimal Point | Trans Number of Redundant PSUs Optimal Point | Trans Auto Tiering Enabled Optimal Point | Trans Optimal Point Hot Band Workload Test (IOPS/W) | Trans Optimal Point Random Read Workload Test (IOPS/W) | Trans Optimal Point Random Write Workload Test (IOPS/W) | Trans Optimal Point Ready Idle Workload Test (GB/W) |  | ENERGY STAR Unique ID | ENERGY STAR Partner | Brand Name | Model Name | Model Number | Additional Model Information | Storage Model Connectivity | Product Type | Physical Data Submission Only | Storage Controller Configuration | Storage Controller Manufacturer Name | Storage Controller Model Name | Storage Controller Model Number | Storage Controller Advanced Data Recovery Type | Capacity Optimized Method Available (COMs) | Workload Optimization Type | Qualification Range Submission Type | Automated Storage Tiering Capable | Automated Storage Tiering Enabled in Hardware on Shipment | Software Operating Environment Name | Software Operating Environment Version | Intelligent Power Distribution Unit (iPDU) Used During Testing | Active or Passive Cooling Enabled in Hardware on Shipment | Input Power Rolling Average Capability | Length of Rolling Average for Input Power (s) | Inlet Air Temperature Rolling Average Capability | Length of Rolling Average for Inlet Air Temperature (s) | Power and Temperature Reporting Additional Information | Trans Model Number or Config ID | Trans Power Supply Unit (PSU) Type | Trans PSU Manufacturer Name | Trans PSU Model Name | Trans PSU Model Number | Trans PSU Rated Output (W) | Trans PSUs 80PLUS Certification | Trans Total Amount of Cache (GB) | Trans Devices Used for Cache | Trans Other Devices Used for Cache | Trans Device Model Name Highest Predicted Deployed Device | Trans Device Model Number Highest Predicted Deployed Device | Trans Device Type Highest Predicted Deployed Device | Trans Device Form Factor Highest Predicted Deployed Device | Trans Device Rated Speed (RPM) Highest Predicted Deployed Device | Trans Device Raw Capacity (GB) Highest Predicted Deployed Device | Trans Total Num Installed Storage Devices Optimal Point | Trans Ratio Devices Mixed Optimal Point | Trans Installed Solid State Devices in Optimal Point | Trans Installed Rotational Devices in Optimal Point | Trans Num of Controllers in Optimal Point | Trans Num Redundant Controllers Optimal Point | Trans Number of PSUs Optimal Point | Trans Number of Redundant PSUs Optimal Point | Trans Auto Tiering Enabled Optimal Point | Trans Optimal Point Hot Band Workload Test (IOPS/W) | Trans Optimal Point Random Read Workload Test (IOPS/W) | Trans Optimal Point Random Write Workload Test (IOPS/W) | Trans Optimal Point Ready Idle Workload Test (GB/W) | Trans Storage Device 1 Type | Trans Storage Device 1 Form Factor | Trans Storage Device 1 Rated Speed (RPM) | Trans Storage Device 1 Raw Capacity (GB) | Trans Num Devices Storage Device 1 Optimal Point | Trans Physical or Modeled Data Device 1 Optimal Point | Trans Automated Tiering Enabled During Testing Device 1 | Trans Device 1 Optimal Point Hot Band Wrkld Test (IOPS/W) | Trans Device 1 Optimal Point Random Read Wrkld Test (IOPS/W) | Trans Device 1 Optimal Point Random Write Wrkld Test (IOPS/W) | Trans Device 1 Optimal Point Ready Idle Wrkld Test (GB/W) | Trans Storage Device 2 Type | Trans Storage Device 2 Form Factor | Trans Storage Device 2 Rated Speed (RPM) | Trans Storage Device 2 Raw Capacity (GB) | Trans Num Devices Storage Device 2 Optimal Point | Trans Physical or Modeled Data Device 2 Optimal Point | Trans Automated Tiering Enabled During Testing Device 2 | Trans Device 2 Optimal Point Hot Band Wrkld Test (IOPS/W) | Trans Device 2 Optimal Point Random Read Wrkld Test (IOPS/W) | Trans Device 2 Optimal Point Random Write Wrkld Test (IOPS/W) | Trans Device 2 Optimal Point Ready Idle Wrkld Test (GB/W) | Trans Storage Device 3 Type | Trans Storage Device 3 Form Factor | Trans Storage Device 3 Rated Speed (RPM) | Trans Storage Device 3 Raw Capacity (GB) | Trans Num Devices Storage Device 3 Optimal Point | Trans Physical or Modeled Data Device 3 Optimal Point | Trans Automated Tiering Enabled During Testing Device 3 | Trans Device 3 Optimal Point Hot Band Wrkld Test (IOPS/W) | Trans Device 3 Optimal Point Random Read Wrkld Test (IOPS/W) | Trans Device 3 Optimal Point Random Write Wrkld Test (IOPS/W) | Trans Device 3 Optimal Point Ready Idle Wrkld Test (GB/W) | Trans Storage Device 4 Type | Trans Storage Device 4 Form Factor | Trans Storage Device 4 Rated Speed (RPM) | Trans Storage Device 4 Raw Capacity (GB) | Trans Num Devices Storage Device 4 Optimal Point | Trans Physical or Modeled Data Device 4 Optimal Point | Trans Automated Tiering Enabled During Testing Device 4 | Trans Device 4 Optimal Point Hot Band Wrkld Test (IOPS/W) | Trans Device 4 Optimal Point Random Read Wrkld Test (IOPS/W) | Trans Device 4 Optimal Point Random Write Wrkld Test (IOPS/W) | Trans Device 4 Optimal Point Ready Idle Wrkld Test (GB/W) | Trans Storage Device 5 Type | Trans Storage Device 5 Form Factor | Trans Storage Device 5 Rated Speed (RPM) | Trans Storage Device 5 Raw Capacity (GB) | Trans Num Devices Storage Device 5 Optimal Point | Trans Physical or Modeled Data Device 5 Optimal Point | Trans Automated Tiering Enabled During Testing Device 5 | Trans Device 5 Optimal Point Hot Band Wrkld Test (IOPS/W) | Trans Device 5 Optimal Point Random Read Wrkld Test (IOPS/W) | Trans Device 5 Optimal Point Random Write Wrkld Test (IOPS/W) | Trans Device 5 Optimal Point Ready Idle Wrkld Test (GB/W) | Trans Storage Device 6 Type | Trans Storage Device 6 Form Factor | Trans Storage Device 6 Rated Speed (RPM) | Trans Storage Device 6 Raw Capacity (GB) | Trans Num Devices Storage Device 6 Optimal Point | Trans Physical or Modeled Data Device 6 Optimal Point | Trans Automated Tiering Enabled During Testing Device 6 | Trans Device 6 Optimal Point Hot Band Wrkld Test (IOPS/W) | Trans Device 6 Optimal Point Random Read Wrkld Test (IOPS/W) | Trans Device 6 Optimal Point Random Write Wrkld Test (IOPS/W) | Trans Device 6 Optimal Point Ready Idle Wrkld Test (GB/W) | Stream Model Number or Config ID | Stream Power Supply Unit (PSU) Type | Stream PSU Manufacturer Name | Stream PSU Model Name | Stream PSU Model Number | Stream PSU Rated Output (W) | Stream PSUs 80PLUS Certification | Stream Total Amount of Cache (GB) | Stream Devices Used for Cache | Stream Other Devices Used for Cache | Stream Device Model Name Highest Predicted Deployed Device | Stream Device Model Number Highest Predicted Deployed Device | Stream Device Type Highest Predicted Deployed Device | Stream Device Form Factor Highest Predicted Deployed Device | Stream Device Rated Speed (RPM) Highest Predicted Deployed Device | Stream Device Raw Capacity (GB) Highest Predicted Deployed Device | Stream Total Num Installed Storage Devices Optimal Point | Stream Ratio Devices Mixed Optimal Point | Stream Installed Solid State Devices in Optimal Point | Stream Installed Rotational Devices in Optimal Point | Stream Num of Controllers in Optimal Point | Stream Num Redundant Controllers Optimal Point | Stream Number of PSUs Optimal Point | Stream Number of Redundant PSUs Optimal Point | Stream Auto Tiering Enabled Optimal Point | Stream Optimal Point Seq Read Workload Test (MiBPS/W) | Stream Optimal Point Seq Write Workload Test (MiBPS/W) | Stream Optimal Point Ready Idle Workload Test (GB/W) | Stream Storage Device 1 Type | Stream Storage Device 1 Form Factor | Stream Storage Device 1 Rated Speed (RPM) | Stream Storage Device 1 Raw Capacity (GB) | Stream Num Devices Storage Device 1 Optimal Point | Stream Physical or Modeled Data Device 1 Optimal Point | Stream Automated Tiering Enabled During Testing Device 1 | Stream Device 1 Optimal Point Seq Read Wrkld Test (MiBPS/W) | Stream Device 1 Optimal Point Seq Write Wrkld Test (MiBPS/W) | Stream Device 1 Optimal Point Ready Idle Wrkld Test (GB/W) | Stream Storage Device 2 Type | Stream Storage Device 2 Form Factor | Stream Storage Device 2 Rated Speed (RPM) | Stream Storage Device 2 Raw Capacity (GB) | Stream Num Devices Storage Device 2 Optimal Point | Stream Physical or Modeled Data Device 2 Optimal Point | Stream Automated Tiering Enabled During Testing Device 2 | Stream Device 2 Optimal Point Seq Read Wrkld Test (MiBPS/W) | Stream Device 2 Optimal Point Seq Write Wrkld Test (MiBPS/W) | Stream Device 2 Optimal Point Ready Idle Wrkld Test (GB/W) | Stream Storage Device 3 Type | Stream Storage Device 3 Form Factor | Stream Storage Device 3 Rated Speed (RPM) | Stream Storage Device 3 Raw Capacity (GB) | Stream Num Devices Storage Device 3 Optimal Point | Stream Physical or Modeled Data Device 3 Optimal Point | Stream Automated Tiering Enabled During Testing Device 3 | Stream Device 3 Optimal Point Seq Read Wrkld Test (MiBPS/W) | Stream Device 3 Optimal Point Seq Write Wrkld Test (MiBPS/W) | Stream Device 3 Optimal Point Ready Idle Wrkld Test (GB/W) | Stream Storage Device 4 Type | Stream Storage Device 4 Form Factor | Stream Storage Device 4 Rated Speed (RPM) | Stream Storage Device 4 Raw Capacity (GB) | Stream Num Devices Storage Device 4 Optimal Point | Stream Physical or Modeled Data Device 4 Optimal Point | Stream Automated Tiering Enabled During Testing Device 4 | Stream Device 4 Optimal Point Seq Read Wrkld Test (MiBPS/W) | Stream Device 4 Optimal Point Seq Write Wrkld Test (MiBPS/W) | Stream Device 4 Optimal Point Ready Idle Wrkld Test (GB/W) | Stream Storage Device 5 Type | Stream Storage Device 5 Form Factor | Stream Storage Device 5 Rated Speed (RPM) | Stream Storage Device 5 Raw Capacity (GB) | Stream Num Devices Storage Device 5 Optimal Point | Stream Physical or Modeled Data Device 5 Optimal Point | Stream Automated Tiering Enabled During Testing Device 5 | Stream Device 5 Optimal Point Seq Read Wrkld Test (MiBPS/W) | Stream Device 5 Optimal Point Seq Write Wrkld Test (MiBPS/W) | Stream Device 5 Optimal Point Ready Idle Wrkld Test (GB/W) | Stream Storage Device 6 Type | Stream Storage Device 6 Form Factor | Stream Storage Device 6 Rated Speed (RPM) | Stream Storage Device 6 Raw Capacity (GB) | Stream Num Devices Storage Device 6 Optimal Point | Stream Physical or Modeled Data Device 6 Optimal Point | Stream Automated Tiering Enabled During Testing Device 6 | Stream Device 6 Optimal Point Seq Read Wrkld Test (MiBPS/W) | Stream Device 6 Optimal Point Seq Write Wrkld Test (MiBPS/W) | Stream Device 6 Optimal Point Ready Idle Wrkld Test (GB/W) | Cap Model Number or Config ID | Cap Power Supply Unit (PSU) Type | Cap PSU Manufacturer Name | Cap PSU Model Name | Cap PSU Model Number | Cap PSU Rated Output (W) | Cap PSUs 80PLUS Certification | Cap Total Amount of Cache (GB) | Cap Devices Used for Cache | Cap Other Devices Used for Cache | Cap Device Model Name Highest Predicted Deployed Device | Cap Device Model Number Highest Predicted Deployed Device | Cap Device Type Highest Predicted Deployed Device | Cap Device Form Factor Highest Predicted Deployed Device | Cap Device Rated Speed (RPM) Highest Predicted Deployed Device | Cap Device Raw Capacity (GB) Highest Predicted Deployed Device | Cap Total Num Installed Storage Devices Optimal Point | Cap Ratio Devices Mixed Optimal Point | Cap Installed Solid State Devices in Optimal Point | Cap Installed Rotational Devices in Optimal Point | Cap Num of Controllers in Optimal Point | Cap Num Redundant Controllers Optimal Point | Cap Number of PSUs Optimal Point | Cap Number of Redundant PSUs Optimal Point | Cap Auto Tiering Enabled Optimal Point | Cap Optimal Point Ready Idle Workload Test (GB/W) | Cap Storage Device 1 Type | Cap Storage Device 1 Form Factor | Cap Storage Device 1 Rated Speed (RPM) | Cap Storage Device 1 Raw Capacity (GB) | Cap Num Devices Storage Device 1 Optimal Point | Cap Physical or Modeled Data Device 1 Optimal Point | Cap Automated Tiering Enabled During Testing Device 1 | Cap Device 1 Optimal Point Ready Idle Wrkld Test (GB/W) | Cap Storage Device 2 Type | Cap Storage Device 2 Form Factor | Cap Storage Device 2 Rated Speed (RPM) | Cap Storage Device 2 Raw Capacity (GB) | Cap Num Devices Storage Device 2 Optimal Point | Cap Physical or Modeled Data Device 2 Optimal Point | Cap Automated Tiering Enabled During Testing Device 2 | Cap Device 2 Optimal Point Ready Idle Wrkld Test (GB/W) | Cap Storage Device 3 Type | Cap Storage Device 3 Form Factor | Cap Storage Device 3 Rated Speed (RPM) | Cap Storage Device 3 Raw Capacity (GB) | Cap Num Devices Storage Device 3 Optimal Point | Cap Physical or Modeled Data Device 3 Optimal Point | Cap Automated Tiering Enabled During Testing Device 3 | Cap Device 3 Optimal Point Ready Idle Wrkld Test (GB/W) | Cap Storage Device 4 Type | Cap Storage Device 4 Form Factor | Cap Storage Device 4 Rated Speed (RPM) | Cap Storage Device 4 Raw Capacity (GB) | Cap Num Devices Storage Device 4 Optimal Point | Cap Physical or Modeled Data Device 4 Optimal Point | Cap Automated Tiering Enabled During Testing Device 4 | Cap Device 4 Optimal Point Ready Idle Wrkld Test (GB/W) | Cap Storage Device 5 Type | Cap Storage Device 5 Form Factor | Cap Storage Device 5 Rated Speed (RPM) | Cap Storage Device 5 Raw Capacity (GB) | Cap Num Devices Storage Device 5 Optimal Point | Cap Physical or Modeled Data Device 5 Optimal Point | Cap Automated Tiering Enabled During Testing Device 5 | Cap Device 5 Optimal Point Ready Idle Wrkld Test (GB/W) | Cap Storage Device 6 Type | Cap Storage Device 6 Form Factor | Cap Storage Device 6 Rated Speed (RPM) | Cap Storage Device 6 Raw Capacity (GB) | Cap Num Devices Storage Device 6 Optimal Point | Cap Physical or Modeled Data Device 6 Optimal Point | Cap Automated Tiering Enabled During Testing Device 6 | Cap Device 6 Optimal Point Ready Idle Wrkld Test (GB/W) | Date Available On Market | Date Qualified | Markets | CB Model Identifier
2215565 | A | 2013-12-17 | 2014-07-08 | Yes | None | Fixed Size Qualification Range | Active Cooling | 900; 1300 | Platinum; Platinum | SSD | Other | N/A | 2061; 2061; 4123; 1030 | 12; 4; 4; 4 | 12; 4; 4; 4 | 12; 4; 4; 4 | N/A | 2 | 1 | 2 | 1 | No | 138 | 1069 | 254 | 36.7 | A | 2215565 | IBM Corporation | IBM | FlashSystem 840 | 9840-AE1 | ,9843-AE1, | Block I/O | Online 2 | Yes | Scale-Up Storage | IBM | N/A | N/A | RAID 5 with single parity module, automatic rebuild | None | Transaction | Fixed Size Qualification Range | No |  | AIX | 7.1 | No | Active Cooling | No |  | No |  |  | 9840-AE1 | Single-Output | Emerson; Artesyn | 7001606-J000; 700-013496-J000 | 94Y8072; 00FX880 | 900; 1300 | Platinum; Platinum |  | DRAM | N/A | 12 x 2TB; 4 x 2 TB; 4 x 4 TB; 4 x 1TB | 12 x AF10; 4 x AF10; 4 x AF11; 4 x AF1B | SSD | Other | N/A | 2061; 2061; 4123; 1030 | 12; 4; 4; 4 | 12; 4; 4; 4 | 12; 4; 4; 4 | N/A | 2 | 1 | 2 | 1 | No | 138 | 1069 | 254 | 36.7 | Solid State Drive (SSD) | Other |  |  | 12 | Physical | No | 140 | 811 | 330 | 52.7 | Solid State Drive (SSD) | Other |  |  | 12 | Physical | No | 99 | 982 | 198 | 21.8 | [206 empty] | 2013-12-17 | 2014-07-08 | United States, Switzerland, Taiwan, Japan, Canada | ES_40266_9840-AE1 9843-AE1_07092014114104_7788967
2215565 | B | 2013-12-17 | 2014-07-08 | Yes | None | Fixed Size Qualification Range | Active Cooling | 900; 1300 | Platinum; Platinum | SSD | Other | N/A | 2061; 2061; 4123; 1030 | 12; 4; 4; 4 | 12; 4; 4; 4 | 12; 4; 4; 4 | N/A | 2 | 1 | 2 | 1 | No | 140 | 811 | 330 | 52.7 | B | 2215565 | IBM Corporation | IBM | FlashSystem 840 | 9840-AE1 | ,9843-AE1, | Block I/O | Online 2 | Yes | Scale-Up Storage | IBM | N/A | N/A | RAID 5 with single parity module, automatic rebuild | None | Transaction | Fixed Size Qualification Range | No |  | AIX | 7.1 | No | Active Cooling | No |  | No |  |  | 9840-AE1 | Single-Output | Emerson; Artesyn | 7001606-J000; 700-013496-J000 | 94Y8072; 00FX880 | 900; 1300 | Platinum; Platinum |  | DRAM | N/A | 12 x 2TB; 4 x 2 TB; 4 x 4 TB; 4 x 1TB | 12 x AF10; 4 x AF10; 4 x AF11; 4 x AF1B | SSD | Other | N/A | 2061; 2061; 4123; 1030 | 12; 4; 4; 4 | 12; 4; 4; 4 | 12; 4; 4; 4 | N/A | 2 | 1 | 2 | 1 | No | 140 | 811 | 330 | 52.7 | Solid State Drive (SSD) | Other |  |  | 12 | Physical | No |  |  |  |  | Solid State Drive (SSD) | Other |  |  | 12 | Physical | No | 99 | 982 | 198 | 21.8 | [206 empty] | 2013-12-17 | 2014-07-08 | United States, Switzerland, Taiwan, Japan, Canada | ES_40266_9840-AE1 9843-AE1_07092014114104_7788967
2215565 | C | 2013-12-17 | 2014-07-08 | Yes | None | Fixed Size Qualification Range | Active Cooling | 900; 1300 | Platinum; Platinum | SSD | Other | N/A | 2061; 2061; 4123; 1030 | 12; 4; 4; 4 | 12; 4; 4; 4 | 12; 4; 4; 4 | N/A | 2 | 1 | 2 | 1 | No | 99 | 982 | 198 | 21.8 | C | 2215565 | IBM Corporation | IBM | FlashSystem 840 | 9840-AE1 | ,9843-AE1, | Block I/O | Online 2 | Yes | Scale-Up Storage | IBM | N/A | N/A | RAID 5 with single parity module, automatic rebuild | None | Transaction | Fixed Size Qualification Range | No |  | AIX | 7.1 | No | Active Cooling | No |  | No |  |  | 9840-AE1 | Single-Output | Emerson; Artesyn | 7001606-J000; 700-013496-J000 | 94Y8072; 00FX880 | 900; 1300 | Platinum; Platinum |  | DRAM | N/A | 12 x 2TB; 4 x 2 TB; 4 x 4 TB; 4 x 1TB | 12 x AF10; 4 x AF10; 4 x AF11; 4 x AF1B | SSD | Other | N/A | 2061; 2061; 4123; 1030 | 12; 4; 4; 4 | 12; 4; 4; 4 | 12; 4; 4; 4 | N/A | 2 | 1 | 2 | 1 | No | 99 | 982 | 198 | 21.8 | Solid State Drive (SSD) | Other |  |  | 12 | Physical | No | 140 | 811 | 330 | 52.7 | Solid State Drive (SSD) | Other |  |  | 12 | Physical | No | [210 empty] | 2013-12-17 | 2014-07-08 | United States, Switzerland, Taiwan, Japan, Canada | ES_40266_9840-AE1 9843-AE1_07092014114104_7788967
2243041 | A | 2015-02-23 | 2015-07-09 | Yes | None | Fixed Size Qualification Range | Active Cooling | 1300 | Platinum | SSD | Other | N/A | 2969 | 12 | 12 | 12 | N/A | 2 | 1 | 2 | 1 | No | 157 | 1063 | 300 | 94.5 | A | 2243041 | IBM Corporation | IBM | FlashSystem 900 | 9840-AE2 | ,9843-AE2, | Block I/O | Online 2 | Yes | Scale-Up Storage | IBM | N/A | N/A | RAID 5 with single parity module, automatic rebuild | None | Transaction | Fixed Size Qualification Range | No |  | AIX | 7.1 | No | Active Cooling | No |  | No |  |  | 9840-AE2 | Single-Output | Artesyn | 700-013496-J000 | 00FX880 | 1300 | Platinum |  | DRAM | N/A | 12 x 2.9 TB | 12 x AF24 | SSD | Other | N/A | 2969 | 12 | 12 | 12 | N/A | 2 | 1 | 2 | 1 | No | 157 | 1063 | 300 | 94.5 | Solid State Drive (SSD) | Other |  |  | 12 | Physical | No | 161 | 819 | 352 | 129.9 | Solid State Drive (SSD) | Other |  |  | 12 | Physical | No | 102 | 996 | 298 | 45.9 | [206 empty] | 2015-02-23 | 2015-07-09 | United States, Switzerland, Taiwan, Japan, Canada | ES_40266_9840-AE2 9843-AE2_07102015143552_7337841
2243041 | B | 2015-02-23 | 2015-07-09 | Yes | None | Fixed Size Qualification Range | Active Cooling | 1300 | Platinum | SSD | Other | N/A | 2969 | 12 | 12 | 12 | N/A | 2 | 1 | 2 | 1 | No | 161 | 819 | 352 | 129.9 | B | 2243041 | IBM Corporation | IBM | FlashSystem 900 | 9840-AE2 | ,9843-AE2, | Block I/O | Online 2 | Yes | Scale-Up Storage | IBM | N/A | N/A | RAID 5 with single parity module, automatic rebuild | None | Transaction | Fixed Size Qualification Range | No |  | AIX | 7.1 | No | Active Cooling | No |  | No |  |  | 9840-AE2 | Single-Output | Artesyn | 700-013496-J000 | 00FX880 | 1300 | Platinum |  | DRAM | N/A | 12 x 2.9 TB | 12 x AF24 | SSD | Other | N/A | 2969 | 12 | 12 | 12 | N/A | 2 | 1 | 2 | 1 | No | 161 | 819 | 352 | 129.9 | Solid State Drive (SSD) | Other |  |  | 12 | Physical | No | 161 | 819 | 352 | 129.9 | Solid State Drive (SSD) | Other |  |  | 12 | Physical | No | 102 | 996 | 298 | 45.9 | [206 empty] | 2015-02-23 | 2015-07-09 | United States, Switzerland, Taiwan, Japan, Canada | ES_40266_9840-AE2 9843-AE2_07102015143552_7337841
2243041 | C | 2015-02-23 | 2015-07-09 | Yes | None | Fixed Size Qualification Range | Active Cooling | 1300 | Platinum | SSD | Other | N/A | 2969 | 12 | 12 | 12 | N/A | 2 | 1 | 2 | 1 | No | 102 | 996 | 298 | 45.9 | C | 2243041 | IBM Corporation | IBM | FlashSystem 900 | 9840-AE2 | ,9843-AE2, | Block I/O | Online 2 | Yes | Scale-Up Storage | IBM | N/A | N/A | RAID 5 with single parity module, automatic rebuild | None | Transaction | Fixed Size Qualification Range | No |  | AIX | 7.1 | No | Active Cooling | No |  | No |  |  | 9840-AE2 | Single-Output | Artesyn | 700-013496-J000 | 00FX880 | 1300 | Platinum |  | DRAM | N/A | 12 x 2.9 TB | 12 x AF24 | SSD | Other | N/A | 2969 | 12 | 12 | 12 | N/A | 2 | 1 | 2 | 1 | No | 102 | 996 | 298 | 45.9 | Solid State Drive (SSD) | Other |  |  | 12 | Physical | No | 161 | 819 | 352 | 129.9 | Solid State Drive (SSD) | Other |  |  | 12 | Physical | No | 102 | 996 | 298 | 45.9 | [206 empty] | 2015-02-23 | 2015-07-09 | United States, Switzerland, Taiwan, Japan, Canada | ES_40266_9840-AE2 9843-AE2_07102015143552_7337841
2246532 | 0 | 2015-06-01 | 2015-08-26 | Yes | None | Fixed Size Qualification Range | Active Cooling | 742 | Platinum | Flash Module | 2.5 inch | 0 | 512 GB | 20 | 0 | 20 | 0 | 2 | 1 | 2 | 1 | No | 44.85 | 243.43 | 56.24 | 19.05 |  | 2246532 | Pure Storage, Inc. | Pure Storage, Inc. | FlashArray//m | //m20 with 20 FlashModules | ,20 FlashModules:10TB, 15TB, 20TB, 25TB, 30TB, 40TB,; FlashArray//m,//m20 with 20 FlashModules, | Block I/O | Online 2 | Yes | Scale-Up Storage | Pure Storage, Inc, | FlashArray//m | 83-0049-01 | RAID-3D | None | Transaction | Fixed Size Qualification Range | No |  | Purity | 4.5 | No | Active Cooling | No |  | No |  |  | //m20 with 20 FlashModules | Multi-Output | Delta Electronics, Inc. | DPS1200TBB-20111222 | DPS1200TBB-20111222 | 742 | Platinum |  | Other | NV RAM | FlashArray//m | //m20 with 20 FlashModules | Flash Module | 2.5 inch |  | 512 GB | 20 |  | 20 | 0 | 2 | 1 | 2 | 1 | No | 44.85 | 243.43 | 56.24 | 19.05 | [228 empty] | 2015-06-01 | 2015-08-26 | United States, Switzerland, Taiwan, Japan, Canada | ES_1132228_//m20 with 20 FlashModules_08262015175923_1963063
2246533 | 0 | 2015-06-01 | 2015-08-26 | Yes | None | Fixed Size Qualification Range | Active Cooling | 742 | Platinum | Flash Module | 2.5 inch | 0 | 512 GB | 10 | 0 | 10 | 0 | 2 | 1 | 2 | 1 | No | 31.46 | 236.04 | 52.35 | 10.01 |  | 2246533 | Pure Storage, Inc. | Pure Storage, Inc. | FlashArray//m | //m20 with 10 FlashModules | ,10 FlashModules:5TB, 10TB, 20TB,; FlashArray//m,//m20 with 10 FlashModules, | Block I/O | Online 2 | Yes | Scale-Up Storage | Pure Storage, Inc, | FlashArray//m | 83-0049-01 | RAID-3D | None | Transaction | Fixed Size Qualification Range | No |  | Purity | 4.5 | No | Active Cooling | No |  | No |  |  | //m20 with 10 FlashModules | Multi-Output | Delta Electronics, Inc. | DPS1200TBB-20111222 | DPS1200TBB-20111222 | 742 | Platinum |  | Other | NV RAM | FlashArray//m | //m20 with 10 FlashModules | Flash Module | 2.5 inch |  | 512 GB | 10 |  | 10 | 0 | 2 | 1 | 2 | 1 | No | 31.46 | 236.04 | 52.35 | 10.01 | [228 empty] | 2015-06-01 | 2015-08-26 | United States, Switzerland, Taiwan, Japan, Canada | ES_1132228_//m20 with 10 FlashModules_08262015182022_3222847
2270790 | 0 | 2016-02-01 | 2015-09-25 | Yes | None | Fixed Size Qualification Range | Active Cooling | 584 | Gold | Hard Disk Drive (HDD | 3.5 inch | 7200 | 6000 | 12 | 0 | 0 | 12 | 2 | 1 | 2 | 1 | No | 10.19 | 1.08 | 3.29 | 460.9 |  | 2270790 | Veritas Technologies LLC | Veritas Technologies LLC | NetBackup 5240, all interfaces, dual power/cooling/controllers | NetBackup 5240 |  | Block I/O | Online 2 | Yes | Scale-Up Storage | Seagate | Storage Bridge Bay (SBB) 2.0 | 0989198-05 | RAID | None | Transaction | Fixed Size Qualification Range | No |  | GEM | 4.1x | No | Active Cooling | No |  | No |  |  | NetBackup 5240 | Multi-Output | Seagate Systems (UK) Ltd | SP-PCM02-HE580-AC | SP-PCM02-HE580-AC | 584 | Gold |  | Other | N/A | ST6000NM0034 | ST6000NM0034 | Hard Disk Drive (HDD | 3.5 inch | 7200 | 6000 | 12 | 0 | 0 | 12 | 2 | 1 | 2 | 1 | No | 10.19 | 1.08 | 3.29 | 460.9 | [228 empty] | 2016-02-01 | 2015-09-25 | United States, Switzerland, Taiwan, Japan, Canada | ES_1132229_NetBackup 5240_06272016160037_3237849
2307848 | A | 2017-11-17 | 2017-12-04 | Yes | None | Fixed Size Qualification Range | Active Cooling | 1300 | Platinum | SSD | Other | N/A | 8500; 3600 | 12; 6 | 12; 6 | 12; 6 | N/A | 2 | 1 | 2 | 1 | No | 190 | 1109 | 405 | 148.5 | A | 2307848 | IBM Corporation | IBM | FlashSystem 900 | 9840-AE3 | ,9843-AE3, | Block I/O | Online 2 | Yes | Scale-Up Storage | IBM | N/A | N/A | RAID 5 with single parity module, automatic rebuild | None | Transaction | Fixed Size Qualification Range | No |  | AIX | 7.2 | No | Active Cooling | No |  | No |  |  | 9840-AE3 | Single-Output | Artesyn | 700-013496-J200 | 01AF314 | 1300 | Platinum |  | DRAM | N/A | 12 x 8.5 TB; 6 x 3.6 TB | 12 x AF3K; 6 x AF3J | SSD | Other | N/A | 8500; 3600 | 12; 6 | 12; 6 | 12; 6 | N/A | 2 | 1 | 2 | 1 | No | 190 | 1109 | 405 | 148.5 | Solid State Drive (SSD) | Other |  |  | 12 | Physical | No | 204 | 995 | 418 | 313.5 | Solid State Drive (SSD) | Other |  |  | 12 | Physical | No | 101 | 1000 | 249 | 73.3 | [206 empty] | 2017-11-17 | 2017-12-04 | United States, Switzerland, Taiwan, Japan, Canada | ES_40266_9840-AE3_12142017145442_6421307
2307848 | B | 2017-11-17 | 2017-12-04 | Yes | None | Fixed Size Qualification Range | Active Cooling | 1300 | Platinum | SSD | Other | N/A | 8500; 3600 | 12; 6 | 12; 6 | 12; 6 | N/A | 2 | 1 | 2 | 1 | No | 204 | 995 | 418 | 313.5 | B | 2307848 | IBM Corporation | IBM | FlashSystem 900 | 9840-AE3 | ,9843-AE3, | Block I/O | Online 2 | Yes | Scale-Up Storage | IBM | N/A | N/A | RAID 5 with single parity module, automatic rebuild | None | Transaction | Fixed Size Qualification Range | No |  | AIX | 7.2 | No | Active Cooling | No |  | No |  |  | 9840-AE3 | Single-Output | Artesyn | 700-013496-J200 | 01AF314 | 1300 | Platinum |  | DRAM | N/A | 12 x 8.5 TB; 6 x 3.6 TB | 12 x AF3K; 6 x AF3J | SSD | Other | N/A | 8500; 3600 | 12; 6 | 12; 6 | 12; 6 | N/A | 2 | 1 | 2 | 1 | No | 204 | 995 | 418 | 313.5 | Solid State Drive (SSD) | Other |  |  | 12 | Physical | No | 204 | 995 | 418 | 313.5 | Solid State Drive (SSD) | Other |  |  | 12 | Physical | No | 101 | 1000 | 249 | 73.3 | [206 empty] | 2017-11-17 | 2017-12-04 | United States, Switzerland, Taiwan, Japan, Canada | ES_40266_9840-AE3_12142017145442_6421307
2307848 | C | 2017-11-17 | 2017-12-04 | Yes | None | Fixed Size Qualification Range | Active Cooling | 1300 | Platinum | SSD | Other | N/A | 8500; 3600 | 12; 6 | 12; 6 | 12; 6 | N/A | 2 | 1 | 2 | 1 | No | 101 | 1000 | 249 | 73.3 | C | 2307848 | IBM Corporation | IBM | FlashSystem 900 | 9840-AE3 | ,9843-AE3, | Block I/O | Online 2 | Yes | Scale-Up Storage | IBM | N/A | N/A | RAID 5 with single parity module, automatic rebuild | None | Transaction | Fixed Size Qualification Range | No |  | AIX | 7.2 | No | Active Cooling | No |  | No |  |  | 9840-AE3 | Single-Output | Artesyn | 700-013496-J200 | 01AF314 | 1300 | Platinum |  | DRAM | N/A | 12 x 8.5 TB; 6 x 3.6 TB | 12 x AF3K; 6 x AF3J | SSD | Other | N/A | 8500; 3600 | 12; 6 | 12; 6 | 12; 6 | N/A | 2 | 1 | 2 | 1 | No | 101 | 1000 | 249 | 73.3 | Solid State Drive (SSD) | Other |  |  | 12 | Physical | No | 204 | 995 | 418 | 313.5 | Solid State Drive (SSD) | Other |  |  | 12 | Physical | No | 101 | 1000 | 249 | 73.3 | [206 empty] | 2017-11-17 | 2017-12-04 | United States, Switzerland, Taiwan, Japan, Canada | ES_40266_9840-AE3_12142017145442_6421307

## 5b. 02 Seq
ENERGY STAR Unique ID | Config ID | Data on Market | Date Qualified | Physical Data Submission Only | Capacity Optimized Method Available (COMs) | Qualification Range Submission Type | Active or Passive Cooling Enabled in Hardware on Shipment | Stream Power Supply Unit (PSU) Type | Stream PSU Rated Output (W) | Stream PSUs 80PLUS Certification | Stream Total Amount of Cache (GB) | Stream Devices Used for Cache | Stream Device Type Highest Predicted Deployed Device | Stream Device Form Factor Highest Predicted Deployed Device | Stream Device Rated Speed (RPM) Highest Predicted Deployed Device | Stream Device Raw Capacity (GB) Highest Predicted Deployed Device | Stream Total Num Installed Storage Devices Optimal Point | Stream Ratio Devices Mixed Optimal Point | Stream Installed Solid State Devices in Optimal Point | Stream Installed Rotational Devices in Optimal Point | Stream Num of Controllers in Optimal Point | Stream Num Redundant Controllers Optimal Point | Stream Number of PSUs Optimal Point | Stream Number of Redundant PSUs Optimal Point | Stream Auto Tiering Enabled Optimal Point | Stream Optimal Point Seq Read Workload Test (MiBPS/W) | Stream Optimal Point Seq Write Workload Test (MiBPS/W) | Stream Optimal Point Ready Idle Workload Test (GB/W) | OEM | ENERGY STAR Unique ID |  | ENERGY STAR Partner | Brand Name | Model Name | Model Number | Additional Model Information | Storage Model Connectivity | Product Type | Physical Data Submission Only | Storage Controller Configuration | Storage Controller Manufacturer Name | Storage Controller Model Name | Storage Controller Model Number | Storage Controller Advanced Data Recovery Type | Capacity Optimized Method Available (COMs) | Workload Optimization Type | Qualification Range Submission Type | Automated Storage Tiering Capable | Automated Storage Tiering Enabled in Hardware on Shipment | Software Operating Environment Name | Software Operating Environment Version | Intelligent Power Distribution Unit (iPDU) Used During Testing | Active or Passive Cooling Enabled in Hardware on Shipment | Input Power Rolling Average Capability | Length of Rolling Average for Input Power (s) | Inlet Air Temperature Rolling Average Capability | Length of Rolling Average for Inlet Air Temperature (s) | Power and Temperature Reporting Additional Information | Trans Model Number or Config ID | Trans Power Supply Unit (PSU) Type | Trans PSU Manufacturer Name | Trans PSU Model Name | Trans PSU Model Number | Trans PSU Rated Output (W) | Trans PSUs 80PLUS Certification | Trans Total Amount of Cache (GB) | Trans Devices Used for Cache | Trans Other Devices Used for Cache | Trans Device Model Name Highest Predicted Deployed Device | Trans Device Model Number Highest Predicted Deployed Device | Trans Device Type Highest Predicted Deployed Device | Trans Device Form Factor Highest Predicted Deployed Device | Trans Device Rated Speed (RPM) Highest Predicted Deployed Device | Trans Device Raw Capacity (GB) Highest Predicted Deployed Device | Trans Total Num Installed Storage Devices Optimal Point | Trans Ratio Devices Mixed Optimal Point | Trans Installed Solid State Devices in Optimal Point | Trans Installed Rotational Devices in Optimal Point | Trans Num of Controllers in Optimal Point | Trans Num Redundant Controllers Optimal Point | Trans Number of PSUs Optimal Point | Trans Number of Redundant PSUs Optimal Point | Trans Auto Tiering Enabled Optimal Point | Trans Optimal Point Hot Band Workload Test (IOPS/W) | Trans Optimal Point Random Read Workload Test (IOPS/W) | Trans Optimal Point Random Write Workload Test (IOPS/W) | Trans Optimal Point Ready Idle Workload Test (GB/W) | Trans Storage Device 1 Type | Trans Storage Device 1 Form Factor | Trans Storage Device 1 Rated Speed (RPM) | Trans Storage Device 1 Raw Capacity (GB) | Trans Num Devices Storage Device 1 Optimal Point | Trans Physical or Modeled Data Device 1 Optimal Point | Trans Automated Tiering Enabled During Testing Device 1 | Trans Device 1 Optimal Point Hot Band Wrkld Test (IOPS/W) | Trans Device 1 Optimal Point Random Read Wrkld Test (IOPS/W) | Trans Device 1 Optimal Point Random Write Wrkld Test (IOPS/W) | Trans Device 1 Optimal Point Ready Idle Wrkld Test (GB/W) | Trans Storage Device 2 Type | Trans Storage Device 2 Form Factor | Trans Storage Device 2 Rated Speed (RPM) | Trans Storage Device 2 Raw Capacity (GB) | Trans Num Devices Storage Device 2 Optimal Point | Trans Physical or Modeled Data Device 2 Optimal Point | Trans Automated Tiering Enabled During Testing Device 2 | Trans Device 2 Optimal Point Hot Band Wrkld Test (IOPS/W) | Trans Device 2 Optimal Point Random Read Wrkld Test (IOPS/W) | Trans Device 2 Optimal Point Random Write Wrkld Test (IOPS/W) | Trans Device 2 Optimal Point Ready Idle Wrkld Test (GB/W) | Trans Storage Device 3 Type | Trans Storage Device 3 Form Factor | Trans Storage Device 3 Rated Speed (RPM) | Trans Storage Device 3 Raw Capacity (GB) | Trans Num Devices Storage Device 3 Optimal Point | Trans Physical or Modeled Data Device 3 Optimal Point | Trans Automated Tiering Enabled During Testing Device 3 | Trans Device 3 Optimal Point Hot Band Wrkld Test (IOPS/W) | Trans Device 3 Optimal Point Random Read Wrkld Test (IOPS/W) | Trans Device 3 Optimal Point Random Write Wrkld Test (IOPS/W) | Trans Device 3 Optimal Point Ready Idle Wrkld Test (GB/W) | Trans Storage Device 4 Type | Trans Storage Device 4 Form Factor | Trans Storage Device 4 Rated Speed (RPM) | Trans Storage Device 4 Raw Capacity (GB) | Trans Num Devices Storage Device 4 Optimal Point | Trans Physical or Modeled Data Device 4 Optimal Point | Trans Automated Tiering Enabled During Testing Device 4 | Trans Device 4 Optimal Point Hot Band Wrkld Test (IOPS/W) | Trans Device 4 Optimal Point Random Read Wrkld Test (IOPS/W) | Trans Device 4 Optimal Point Random Write Wrkld Test (IOPS/W) | Trans Device 4 Optimal Point Ready Idle Wrkld Test (GB/W) | Trans Storage Device 5 Type | Trans Storage Device 5 Form Factor | Trans Storage Device 5 Rated Speed (RPM) | Trans Storage Device 5 Raw Capacity (GB) | Trans Num Devices Storage Device 5 Optimal Point | Trans Physical or Modeled Data Device 5 Optimal Point | Trans Automated Tiering Enabled During Testing Device 5 | Trans Device 5 Optimal Point Hot Band Wrkld Test (IOPS/W) | Trans Device 5 Optimal Point Random Read Wrkld Test (IOPS/W) | Trans Device 5 Optimal Point Random Write Wrkld Test (IOPS/W) | Trans Device 5 Optimal Point Ready Idle Wrkld Test (GB/W) | Trans Storage Device 6 Type | Trans Storage Device 6 Form Factor | Trans Storage Device 6 Rated Speed (RPM) | Trans Storage Device 6 Raw Capacity (GB) | Trans Num Devices Storage Device 6 Optimal Point | Trans Physical or Modeled Data Device 6 Optimal Point | Trans Automated Tiering Enabled During Testing Device 6 | Trans Device 6 Optimal Point Hot Band Wrkld Test (IOPS/W) | Trans Device 6 Optimal Point Random Read Wrkld Test (IOPS/W) | Trans Device 6 Optimal Point Random Write Wrkld Test (IOPS/W) | Trans Device 6 Optimal Point Ready Idle Wrkld Test (GB/W) | Stream Model Number or Config ID | Stream Power Supply Unit (PSU) Type | Stream PSU Manufacturer Name | Stream PSU Model Name | Stream PSU Model Number | Stream PSU Rated Output (W) | Stream PSUs 80PLUS Certification | Stream Total Amount of Cache (GB) | Stream Devices Used for Cache | Stream Other Devices Used for Cache | Stream Device Model Name Highest Predicted Deployed Device | Stream Device Model Number Highest Predicted Deployed Device | Stream Device Type Highest Predicted Deployed Device | Stream Device Form Factor Highest Predicted Deployed Device | Stream Device Rated Speed (RPM) Highest Predicted Deployed Device | Stream Device Raw Capacity (GB) Highest Predicted Deployed Device | Stream Total Num Installed Storage Devices Optimal Point | Stream Ratio Devices Mixed Optimal Point | Stream Installed Solid State Devices in Optimal Point | Stream Installed Rotational Devices in Optimal Point | Stream Num of Controllers in Optimal Point | Stream Num Redundant Controllers Optimal Point | Stream Number of PSUs Optimal Point | Stream Number of Redundant PSUs Optimal Point | Stream Auto Tiering Enabled Optimal Point | Stream Optimal Point Seq Read Workload Test (MiBPS/W) | Stream Optimal Point Seq Write Workload Test (MiBPS/W) | Stream Optimal Point Ready Idle Workload Test (GB/W) | Stream Storage Device 1 Type | Stream Storage Device 1 Form Factor | Stream Storage Device 1 Rated Speed (RPM) | Stream Storage Device 1 Raw Capacity (GB) | Stream Num Devices Storage Device 1 Optimal Point | Stream Physical or Modeled Data Device 1 Optimal Point | Stream Automated Tiering Enabled During Testing Device 1 | Stream Device 1 Optimal Point Seq Read Wrkld Test (MiBPS/W) | Stream Device 1 Optimal Point Seq Write Wrkld Test (MiBPS/W) | Stream Device 1 Optimal Point Ready Idle Wrkld Test (GB/W) | Stream Storage Device 2 Type | Stream Storage Device 2 Form Factor | Stream Storage Device 2 Rated Speed (RPM) | Stream Storage Device 2 Raw Capacity (GB) | Stream Num Devices Storage Device 2 Optimal Point | Stream Physical or Modeled Data Device 2 Optimal Point | Stream Automated Tiering Enabled During Testing Device 2 | Stream Device 2 Optimal Point Seq Read Wrkld Test (MiBPS/W) | Stream Device 2 Optimal Point Seq Write Wrkld Test (MiBPS/W) | Stream Device 2 Optimal Point Ready Idle Wrkld Test (GB/W) | Stream Storage Device 3 Type | Stream Storage Device 3 Form Factor | Stream Storage Device 3 Rated Speed (RPM) | Stream Storage Device 3 Raw Capacity (GB) | Stream Num Devices Storage Device 3 Optimal Point | Stream Physical or Modeled Data Device 3 Optimal Point | Stream Automated Tiering Enabled During Testing Device 3 | Stream Device 3 Optimal Point Seq Read Wrkld Test (MiBPS/W) | Stream Device 3 Optimal Point Seq Write Wrkld Test (MiBPS/W) | Stream Device 3 Optimal Point Ready Idle Wrkld Test (GB/W) | Stream Storage Device 4 Type | Stream Storage Device 4 Form Factor | Stream Storage Device 4 Rated Speed (RPM) | Stream Storage Device 4 Raw Capacity (GB) | Stream Num Devices Storage Device 4 Optimal Point | Stream Physical or Modeled Data Device 4 Optimal Point | Stream Automated Tiering Enabled During Testing Device 4 | Stream Device 4 Optimal Point Seq Read Wrkld Test (MiBPS/W) | Stream Device 4 Optimal Point Seq Write Wrkld Test (MiBPS/W) | Stream Device 4 Optimal Point Ready Idle Wrkld Test (GB/W) | Stream Storage Device 5 Type | Stream Storage Device 5 Form Factor | Stream Storage Device 5 Rated Speed (RPM) | Stream Storage Device 5 Raw Capacity (GB) | Stream Num Devices Storage Device 5 Optimal Point | Stream Physical or Modeled Data Device 5 Optimal Point | Stream Automated Tiering Enabled During Testing Device 5 | Stream Device 5 Optimal Point Seq Read Wrkld Test (MiBPS/W) | Stream Device 5 Optimal Point Seq Write Wrkld Test (MiBPS/W) | Stream Device 5 Optimal Point Ready Idle Wrkld Test (GB/W) | Stream Storage Device 6 Type | Stream Storage Device 6 Form Factor | Stream Storage Device 6 Rated Speed (RPM) | Stream Storage Device 6 Raw Capacity (GB) | Stream Num Devices Storage Device 6 Optimal Point | Stream Physical or Modeled Data Device 6 Optimal Point | Stream Automated Tiering Enabled During Testing Device 6 | Stream Device 6 Optimal Point Seq Read Wrkld Test (MiBPS/W) | Stream Device 6 Optimal Point Seq Write Wrkld Test (MiBPS/W) | Stream Device 6 Optimal Point Ready Idle Wrkld Test (GB/W) | Cap Model Number or Config ID | Cap Power Supply Unit (PSU) Type | Cap PSU Manufacturer Name | Cap PSU Model Name | Cap PSU Model Number | Cap PSU Rated Output (W) | Cap PSUs 80PLUS Certification | Cap Total Amount of Cache (GB) | Cap Devices Used for Cache | Cap Other Devices Used for Cache | Cap Device Model Name Highest Predicted Deployed Device | Cap Device Model Number Highest Predicted Deployed Device | Cap Device Type Highest Predicted Deployed Device | Cap Device Form Factor Highest Predicted Deployed Device | Cap Device Rated Speed (RPM) Highest Predicted Deployed Device | Cap Device Raw Capacity (GB) Highest Predicted Deployed Device | Cap Total Num Installed Storage Devices Optimal Point | Cap Ratio Devices Mixed Optimal Point | Cap Installed Solid State Devices in Optimal Point | Cap Installed Rotational Devices in Optimal Point | Cap Num of Controllers in Optimal Point | Cap Num Redundant Controllers Optimal Point | Cap Number of PSUs Optimal Point | Cap Number of Redundant PSUs Optimal Point | Cap Auto Tiering Enabled Optimal Point | Cap Optimal Point Ready Idle Workload Test (GB/W) | Cap Storage Device 1 Type | Cap Storage Device 1 Form Factor | Cap Storage Device 1 Rated Speed (RPM) | Cap Storage Device 1 Raw Capacity (GB) | Cap Num Devices Storage Device 1 Optimal Point | Cap Physical or Modeled Data Device 1 Optimal Point | Cap Automated Tiering Enabled During Testing Device 1 | Cap Device 1 Optimal Point Ready Idle Wrkld Test (GB/W) | Cap Storage Device 2 Type | Cap Storage Device 2 Form Factor | Cap Storage Device 2 Rated Speed (RPM) | Cap Storage Device 2 Raw Capacity (GB) | Cap Num Devices Storage Device 2 Optimal Point | Cap Physical or Modeled Data Device 2 Optimal Point | Cap Automated Tiering Enabled During Testing Device 2 | Cap Device 2 Optimal Point Ready Idle Wrkld Test (GB/W) | Cap Storage Device 3 Type | Cap Storage Device 3 Form Factor | Cap Storage Device 3 Rated Speed (RPM) | Cap Storage Device 3 Raw Capacity (GB) | Cap Num Devices Storage Device 3 Optimal Point | Cap Physical or Modeled Data Device 3 Optimal Point | Cap Automated Tiering Enabled During Testing Device 3 | Cap Device 3 Optimal Point Ready Idle Wrkld Test (GB/W) | Cap Storage Device 4 Type | Cap Storage Device 4 Form Factor | Cap Storage Device 4 Rated Speed (RPM) | Cap Storage Device 4 Raw Capacity (GB) | Cap Num Devices Storage Device 4 Optimal Point | Cap Physical or Modeled Data Device 4 Optimal Point | Cap Automated Tiering Enabled During Testing Device 4 | Cap Device 4 Optimal Point Ready Idle Wrkld Test (GB/W) | Cap Storage Device 5 Type | Cap Storage Device 5 Form Factor | Cap Storage Device 5 Rated Speed (RPM) | Cap Storage Device 5 Raw Capacity (GB) | Cap Num Devices Storage Device 5 Optimal Point | Cap Physical or Modeled Data Device 5 Optimal Point | Cap Automated Tiering Enabled During Testing Device 5 | Cap Device 5 Optimal Point Ready Idle Wrkld Test (GB/W) | Cap Storage Device 6 Type | Cap Storage Device 6 Form Factor | Cap Storage Device 6 Rated Speed (RPM) | Cap Storage Device 6 Raw Capacity (GB) | Cap Num Devices Storage Device 6 Optimal Point | Cap Physical or Modeled Data Device 6 Optimal Point | Cap Automated Tiering Enabled During Testing Device 6 | Cap Device 6 Optimal Point Ready Idle Wrkld Test (GB/W) | Date Available On Market | Date Qualified | Markets | CB Model Identifier
2297065 | Hewlett Packard Enterprise | 2017-06-05 | United States, Switzerland, Taiwan, Japan, Canada | Scale-Up Storage | Streaming | No | No | Artesyn Embedded Technologies | Silver | Silver | 0 | 4 GiB NVRAM | 2.5 | 2.5 | 10000 | 1200 | 48 | 0 | 0 | 48 | 2 | 1 | 4 | 2 | No | 1.66 | 1.65 | 107.2 |  | 2297065 |  | Hewlett Packard Enterprise | Hewlett Packard Enterprise | HPE MSA 2050 SAN DC SFF Storage-HPE MSA 2050 SFF Disk Enclosure | Q1J01A-Q1J07A |  | Block I/O | Online 2 | Yes | Scale-Up Storage | Seagate Cloud Systems, Inc. | HPE MSA 2050 SAN DC | LX2 | RAID | None | Streaming | Fixed Size Qualification Range | No |  | RealStor | VL100R004 | No | Active Cooling | No |  | No | [97 empty] | HPE MSA 2050 SAN DC SFF Storage-HPE MSA 2050 SFF Disk Enclosure | Multi-Output | Artesyn Embedded Technologies | 7001540-J000 REV AH | 81-00000104-00-01 REV A, HPE FRU 814665-001 | 573 | Silver |  | DRAM,Other | 4 GiB NVRAM | HPE MSA 2050 SAN DC SFF Storage-HPE MSA 2050 SFF Disk Enclosure | HPE MSA 2050 SAN DC SFF Storage-HPE MSA 2050 SFF Disk Enclosure | HDD | 2.5 | 10000 | 1200 | 48 |  | 0 | 48 | 2 | 1 | 4 | 2 | No | 1.66 | 1.65 | 107.2 | [134 empty] | 2017-06-05 | 2017-06-05 | United States, Switzerland, Taiwan, Japan, Canada | ES_1128289_Q1J01A-Q1J07A_06052017144110_1000373
2297067 | Hewlett Packard Enterprise | 2017-06-05 | United States, Switzerland, Taiwan, Japan, Canada | Scale-Up Storage | Streaming | No | No | Artesyn Embedded Technologies | Silver | Silver | 0 | 4 GiB NVRAM | 2.5 | 2.5 | 10000 | 1200 | 48 | 0 | 0 | 48 | 2 | 1 | 4 | 2 | No | 9.82 | 2.71 | 109.2 |  | 2297067 |  | Hewlett Packard Enterprise | Hewlett Packard Enterprise | HPE MSA 2050 SAS DC SFF Storage-HPE MSA 2050 SFF Disk Enclosure | Q1J29A-Q1J07A | HPE MSA 2050 SAN DC SFF Storage-HPE MSA 2050 SFF Disk Enclosure,Q1J01A-Q1J07A,supports 10 Gb iSCSI; HPE MSA 2052 SAN DC SFF Storage-HPE MSA 2050 SFF Disk Enclosure,Q1J03A-Q1J07A,supports 16 Gb Fibre Channel; HPE MSA 2052 SAS DC SFF Storage-HPE MSA 2050 SFF Disk Enclosure,Q1J31A-Q1J07A,supports 8 Gb Fibre Channel | Block I/O | Online 2 | Yes | Scale-Up Storage | Seagate Cloud Systems, Inc. | HPE MSA 2050 SAS DC | LX2 | RAID | None | Streaming | Fixed Size Qualification Range | No |  | RealStor | VL100R004 | No | Active Cooling | No |  | No | [97 empty] | HPE MSA 2050 SAS DC SFF Storage-HPE MSA 2050 SFF Disk Enclosure | Multi-Output | Artesyn Embedded Technologies | 7001540-J000 REV AH | 81-00000104-00-01 REV A, HPE FRU 814665-001 | 573 | Silver |  | DRAM,Other | 4 GiB NVRAM | HPE MSA 2050 SAS DC SFF Storage-HPE MSA 2050 SFF Disk Enclosure | HPE MSA 2050 SAS DC SFF Storage-HPE MSA 2050 SFF Disk Enclosure | HDD | 2.5 | 10000 | 1200 | 48 |  | 0 | 48 | 2 | 1 | 4 | 2 | No | 9.82 | 2.71 | 109.2 | [134 empty] | 2017-09-25 | 2017-06-05 | United States, Switzerland, Taiwan, Japan, Canada | ES_1128289_Q1J29A-Q1J07A_06052017151402_3116736
2297064 | Hewlett Packard Enterprise | 2017-06-05 | United States, Switzerland, Taiwan, Japan, Canada | Scale-Up Storage | Streaming | Yes | No | Artesyn Embedded Technologies | Silver | Silver | 0 | 4 GiB NVRAM | 3.5 | 3.5 | 7200 | 6000 | 24 | 0 | 0 | 24 | 2 | 1 | 4 | 2 | No | 1.67 | 1.6 | 280.1 |  | 2297064 |  | Hewlett Packard Enterprise | Hewlett Packard Enterprise | HPE MSA 2050 SAN DC LFF Storage-HPE MSA 2050 LFF Disk Enclosure | Q1J00A-Q1J06A |  | Block I/O | Online 2 | Yes | Scale-Up Storage | Seagate Cloud Systems, Inc. | HPE MSA 2050 SAN DC | LX2 | RAID | None | Streaming | Fixed Size Qualification Range | Yes | No | RealStor | VL100R004 | No | Active Cooling | No |  | No | [97 empty] | HPE MSA 2050 SAN DC LFF Storage-HPE MSA 2050 LFF Disk Enclosure | Multi-Output | Artesyn Embedded Technologies | 7001540-J000 REV AH | 81-00000104-00-01 REV A, HPE FRU 814665-001 | 573 | Silver |  | DRAM,Other | 4 GiB NVRAM | HPE MSA 2050 SAN DC LFF Storage, HPE MSA 2050 LFF Disk Enclosure | HPE MSA 2050 SAN DC LFF Storage, HPE MSA 2050 LFF Disk Enclosure | HDD | 3.5 | 7200 | 6000 | 24 |  | 0 | 24 | 2 | 1 | 4 | 2 | No | 1.67 | 1.6 | 280.1 | [134 empty] | 2017-06-05 | 2017-06-05 | United States, Switzerland, Taiwan, Japan, Canada | ES_1128289_Q1J00A-Q1J06A_06052017142007_5004480
2297066 | Hewlett Packard Enterprise | 2017-06-05 | United States, Switzerland, Taiwan, Japan, Canada | Scale-Up Storage | Streaming | Yes | No | Artesyn Embedded Technologies | Silver | Silver | 0 | 4 GiB NVRAM | 3.5 | 3.5 | 7200 | 6000 | 24 | 0 | 0 | 24 | 2 | 1 | 4 | 2 | No | 6.7 | 1.67 | 290.2 |  | 2297066 |  | Hewlett Packard Enterprise | Hewlett Packard Enterprise | HPE MSA 2050 SAS DC LFF Storage-HPE MSA 2050 LFF Disk Enclosure | Q1J28A-Q1J06A | HPE MSA 2050 SAN DC LFF Storage-HPE MSA 2050 LFF Disk Enclosure,Q1J00A-Q1J06A,supports 10 Gb iSCSI; HPE MSA 2052 SAN DC LFF Storage-HPE MSA 2050 LFF Disk Enclosure,Q1J02A-Q1J06A,supports 16 Gb Fibre Channel; HPE MSA 2052 SAN DC LFF Storage-HPE MSA 2050 LFF Disk Enclosure,Q1J30A-Q1J06A,supports 8 Gb Fibre Channel | Block I/O | Online 2 | Yes | Scale-Up Storage | Seagate Cloud Systems, Inc. | HPE MSA 2050 SAS DC | LX2 | RAID | None | Streaming | Fixed Size Qualification Range | Yes | No | RealStor | VL100R004 | No | Active Cooling | No |  | No | [97 empty] | Q1J28A-Q1J06A | Multi-Output | Artesyn Embedded Technologies | 7001540-J000 REV AH | 81-00000104-00-01 REV A, HPE FRU 814665-001 | 573 | Silver |  | DRAM,Other | 4 GiB NVRAM | HPE MSA 2050 SAS DC LFF Storage-MSA 2050 LFF Disk Enclosure | HPE MSA 2050 SAS DC LFF Storage-MSA 2050 LFF Disk Enclosure | HDD | 3.5 | 7200 | 6000 | 24 |  | 0 | 24 | 2 | 1 | 4 | 2 | No | 6.7 | 1.67 | 290.2 | [134 empty] | 2017-06-05 | 2017-06-05 | United States, Switzerland, Taiwan, Japan, Canada | ES_1128289_Q1J28A-Q1J06A_06052017150107_3603871
2240099 | Seagate | 2015-05-22 | United States, Switzerland, Taiwan, Japan, Canada | Scale-Up Storage | Streaming | No | No | Acbel Polytech, Inc; Artesyn Embedded Technologies; Delta Electronics (Thailand) PCL; Delta Electronics (Thailand) PCL | Silver; Silver; Gold; Gold | Silver; Silver; Gold; Gold | 0 | 0 | 2.5 | 2.5 | 10000 | 300 | 48 | 0 | 0 | 48 | 2 | 1 | 4 | 2 | No | 6.64 | 6.63 | 37.74 |  | 2240099 |  | Seagate | Dot Hill Systems Corp. | AssuredSAN 3000 Series, AssuredSAN JBOD J6G24 | AssuredSAN 3824, AssuredSAN J6G24 | ,AssuredSAN 3424, AssuredSAN J6G24,; ,AssuredSAN 3524, AssuredSAN J6G24,; ,AssuredSAN 3624, AssuredSAN J6G24,; ,AssuredSAN 3724, AssuredSAN J6G24,; AssuredSAN 3000 Series, AssuredSAN JBOD J6G24,AssuredSAN 3824, AssuredSAN J6G24, | Block I/O | Online 2 | Yes | Scale-Up Storage | Dot Hill Systems Corporation | AssuredSAN 3000 Series | EX | RAID | None | Streaming | Fixed Size Qualification Range | No |  | RealStor | 2 | No | Active Cooling | No |  | No | [97 empty] | AssuredSAN 3824, AssuredSAN J6G24 | Multi-Output | Acbel Polytech, Inc; Artesyn Embedded Technologies; Delta Electronics (Thailand) PCL; Delta Electronics (Thailand) PCL | SGC010; 7001540-J000; TDPS-595AB A; TDPS-595AB B | SGC010; 7001540-J000; TDPS-595AB A; TDPS-595AB B | 595; 573; 573; 573 | Silver; Silver; Gold; Gold |  | DRAM |  | AssuredSAN 3824, AssuredSAN JBOD 6G24 (Optimal Configuration) | AssuredSAN 3824, AssuredSAN J6G24 (Optimal Configuration) | HDD | 2.5 | 10000 | 300 | 48 |  |  | 48 | 2 | 1 | 4 | 2 | No | 6.64 | 6.63 | 37.74 | [134 empty] | 2014-06-01 | 2015-05-22 | United States, Switzerland, Taiwan, Japan, Canada | ES_1130247_AssuredSAN 3824, AssuredSAN J6G24_05222015164806_3286343
2240100 | Seagate | 2015-05-22 | United States, Switzerland, Taiwan, Japan, Canada | Scale-Up Storage | Streaming | No | No | Acbel Polytech, Inc; Artesyn Embedded Technologies; Delta Electronics (Thailand) PCL; Delta Electronics (Thailand) PCL | Silver; Silver; Gold; Gold | Silver; Silver; Gold; Gold | 0 | 0 | 2.5 | 2.5 | 10000 | 300 | 48 | 0 | 0 | 48 | 2 | 1 | 4 | 2 | No | 1.08 | 1.1 | 37.48 |  | 2240100 |  | Seagate | Dot Hill Systems Corp. | AssuredSAN 3000 Series, AssuredSAN JBOD J6G24 | AssuredSAN 3324, AssuredSAN J6G24 |  | Block I/O | Online 2 | Yes | Scale-Up Storage | Dot Hill Systems Corporation | AssuredSAN 3000 Series | EX | RAID | None | Streaming | Fixed Size Qualification Range | No |  | RealStor | 2 | No | Active Cooling | No |  | No | [97 empty] | AssuredSAN 3324, AssuredSAN J6G24 | Multi-Output | Acbel Polytech, Inc; Artesyn Embedded Technologies; Delta Electronics (Thailand) PCL; Delta Electronics (Thailand) PCL | SGC010; 7001540-J000; TDPS-595AB A; TDPS-595AB B | SGC010; 7001540-J000; TDPS-595AB A; TDPS-595AB B | 595; 573; 573; 573 | Silver; Silver; Gold; Gold |  | DRAM |  | AssuredSAN 3324, AssuredSAN JBOD 6G24 (Optimal Configuration) | AssuredSAN 3324, AssuredSAN J6G24 (Optimal Configuration) | HDD | 2.5 | 10000 | 300 | 48 |  |  | 48 | 2 | 1 | 4 | 2 | No | 1.08 | 1.1 | 37.48 | [134 empty] | 2014-06-01 | 2015-05-22 | United States, Switzerland, Taiwan, Japan, Canada | ES_1130247_AssuredSAN 3324, AssuredSAN J6G24_05222015165946_3986241
2240101 | Seagate | 2015-05-22 | United States, Switzerland, Taiwan, Japan, Canada | Scale-Up Storage | Streaming | Yes | No | Acbel Polytech, Inc; Artesyn Embedded Technologies; Delta Electronics (Thailand) PCL; Delta Electronics (Thailand) PCL | Silver; Silver; Gold; Gold | Silver; Silver; Gold; Gold | 0 | 0 | 2.5 | 2.5 | 10000 | 300 | 48 | 0 | 0 | 48 | 2 | 1 | 4 | 2 | No | 12 | 8.72 | 34.84 |  | 2240101 |  | Seagate | Dot Hill Systems Corp. | AssuredSAN 4000 Series, AssuredSAN JBOD J6G24 | AssuredSAN 4824, AssuredSAN J6G24 | ,AssuredSAN 4424, AssuredSAN J6G24,; ,AssuredSAN 4524, AssuredSAN J6G24,; ,AssuredSAN 4624, AssuredSAN J6G24,; ,AssuredSAN 4724, AssuredSAN J6G24,; AssuredSAN 4000 Series, AssuredSAN JBOD J6G24,AssuredSAN 4824, AssuredSAN J6G24, | Block I/O | Online 2 | Yes | Scale-Up Storage | Dot Hill Systems Corporation | AssuredSAN 4000 Series | LX | RAID | None | Streaming | Fixed Size Qualification Range | Yes | No | RealStor | 2 | No | Active Cooling | No |  | No | [97 empty] | AssuredSAN 4824, AssuredSAN J6G24 | Multi-Output | Acbel Polytech, Inc; Artesyn Embedded Technologies; Delta Electronics (Thailand) PCL; Delta Electronics (Thailand) PCL | SGC010; 7001540-J000; TDPS-595AB A; TDPS-595AB B | SGC010; 7001540-J000; TDPS-595AB A; TDPS-595AB B | 595; 573; 573; 573 | Silver; Silver; Gold; Gold |  | DRAM |  | AssuredSAN 4824, AssuredSAN JBOD 6G24 (Optimal Configuration) | AssuredSAN 4824, AssuredSAN J6G24 (Optimal Configuration) | HDD | 2.5 | 10000 | 300 | 48 |  |  | 48 | 2 | 1 | 4 | 2 | No | 12 | 8.72 | 34.84 | [134 empty] | 2013-12-01 | 2015-05-22 | United States, Switzerland, Taiwan, Japan, Canada | ES_1130247_AssuredSAN 4824, AssuredSAN J6G24_05222015170705_4425377
2240102 | Seagate | 2015-05-22 | United States, Switzerland, Taiwan, Japan, Canada | Scale-Up Storage | Streaming | Yes | No | Acbel Polytech, Inc; Artesyn Embedded Technologies; Delta Electronics (Thailand) PCL; Delta Electronics (Thailand) PCL | Silver; Silver; Gold; Gold | Silver; Silver; Gold; Gold | 0 | 0 | 2.5 | 2.5 | 10000 | 300 | 48 | 0 | 0 | 48 | 2 | 1 | 4 | 2 | No | 1.92 | 1.95 | 32.62 |  | 2240102 |  | Seagate | Dot Hill Systems Corp. | AssuredSAN 4000 Series, AssuredSAN JBOD J6G24 | AssuredSAN 4324, AssuredSAN J6G24 |  | Block I/O | Online 2 | Yes | Scale-Up Storage | Dot Hill Systems Corporation | AssuredSAN 4000 Series | LX | RAID | None | Streaming | Fixed Size Qualification Range | Yes | No | RealStor | 2 | No | Active Cooling | No |  | No | [97 empty] | AssuredSAN 4324, AssuredSAN J6G24 | Multi-Output | Acbel Polytech, Inc; Artesyn Embedded Technologies; Delta Electronics (Thailand) PCL; Delta Electronics (Thailand) PCL | SGC010; 7001540-J000; TDPS-595AB A; TDPS-595AB B | SGC010; 7001540-J000; TDPS-595AB A; TDPS-595AB B | 595; 573; 573; 573 | Silver; Silver; Gold; Gold |  | DRAM |  | AssuredSAN 4324, AssuredSAN JBOD 6G24 (Optimal Configuration) | AssuredSAN 4324, AssuredSAN J6G24 (Optimal Configuration) | HDD | 2.5 | 10000 | 300 | 48 |  |  | 48 | 2 | 1 | 4 | 2 | No | 1.92 | 1.95 | 32.62 | [134 empty] | 2013-12-01 | 2015-05-22 | United States, Switzerland, Taiwan, Japan, Canada | ES_1130247_AssuredSAN 4324, AssuredSAN J6G24_05222015171800_5080111
2241839 | Seagate | 2015-06-18 | United States, Switzerland, Taiwan, Japan, Canada | Scale-Up Storage | Streaming | Yes | No | Acbel Polytech, Inc; Artesyn Embedded Technologies; Delta Electronics (Thailand) PCL; Delta Electronics (Thailand) PCL | Silver; Silver; Gold; Gold | Silver; Silver; Gold; Gold | 0 | 0 | 2.5 | 2.5 | 10000 | 300;400 | 24 | 0 | 4 | 20 | 2 | 1 | 2 | 1 | No | 6.04 | 5.54 | 30.01 |  | 2241839 |  | Seagate | Dot Hill Systems Corp. | AssuredSAN Hybrid Flash 4000 Series, | AssuredSAN 4824, AssuredSAN J6G24 | AssuredSAN Hybrid Flash 4000 Series,,AssuredSAN 4824, AssuredSAN J6G24, | Block I/O | Online 2 | Yes | Scale-Up Storage | Dot Hill Systems Corporation | AssuredSAN 4000 Series | LX | RAID | None | Streaming | Fixed Size Qualification Range | Yes | Yes | RealStor | 2 | No | Active Cooling | No |  | No | [97 empty] | AssuredSAN 4824, AssuredSAN J6G24 | Multi-Output | Acbel Polytech, Inc; Artesyn Embedded Technologies; Delta Electronics (Thailand) PCL; Delta Electronics (Thailand) PCL | SGC010; 7001540-J000; TDPS-595AB A; TDPS-595AB B | SGC010; 7001540-J000; TDPS-595AB A; TDPS-595AB B | 595; 573; 573; 573 | Silver; Silver; Gold; Gold |  | DRAM |  | AssuredSAN 4824 (16Gb FibreChannel), AssuredSAN JBOD J6G24 (Optimal Configuration) | AssuredSAN 4824, AssuredSAN J6G24 (Optimal Configuration) | HDD | 2.5 | 10000 | 300;400 | 24 |  | 4 | 20 | 2 | 1 | 2 | 1 | No | 6.04 | 5.54 | 30.01 | [134 empty] | 2014-06-01 | 2015-06-18 | United States, Switzerland, Taiwan, Japan, Canada | ES_1130247_AssuredSAN 4824, AssuredSAN J6G24_06192015160227_9747471
2233387 | NEC Corporation | 2015-02-19 | United States, Switzerland, Taiwan, Japan, Canada | Scale-Up Storage | Streaming | Yes | Yes | DELTA ELECTRONICS (THAILAND) PUBLIC CO LTD | Gold | Gold | 0 | 0 | 2.5 | 2.5 | 10000 | 600 | 44 | 0 | 0 | 44 | 2 | 1 | 2 | 1 | Yes | 3.38 | 6.17 | 449.78 |  | 2233387 |  | NEC Corporation | NEC; HITACHI | M11e | DAS081B | ,BR1250,; BR1250,DAS082B,; M110,DEU111B, | Block I/O | Online 2 | Yes | Scale-Up Storage | NEC | N/A | N/A | RAID | None | Streaming | Fixed Size Qualification Range | Yes | No | NEC Storage Manager | 030y.004 | Yes | Active Cooling | Yes | 30 | No | [97 empty] | DAS081B; DEU111BU | Single-Output | DELTA ELECTRONICS (THAILAND) PUBLIC CO LTD | AC 800W GOLD PSU | TDPS-800EB | 800W | Gold |  | DRAM |  | NF5322-SM768E | HUC109060CSS600 | HDD | 2.5 | 10000 | 600 | 44 |  |  | 44 | 2 | 1 | 2 | 1 | Yes | 3.38 | 6.17 | 449.78 | [134 empty] | 2014-10-01 | 2015-02-19 | United States, Switzerland, Taiwan, Japan, Canada | ES_1089106_DAS081B DEU111B DAS082B_02192015135214_2395093
2259968 | Storage Engine, Inc. | 2015-02-19 | United States, Switzerland, Taiwan, Japan, Canada | Scale-Up Storage | Streaming | Yes | Yes | DELTA ELECTRONICS (THAILAND) PUBLIC CO LTD | Gold | Gold | 0 | 0 | 2.5 | 2.5 | 10000 | 600 | 44 | 0 | 0 | 44 | 2 | 1 | 2 | 1 | Yes | 3.38 | 6.17 | 449.78 |  | 2259968 |  | Storage Engine, Inc. | Storage Engine | SX6022 Enterprise Modular Storage | SX6022 |  | Block I/O | Online 2 | Yes | Scale-Up Storage | NEC | N/A | N/A | RAID | None | Streaming | Fixed Size Qualification Range | Yes | No | NEC Storage Manager | 030y.004 | Yes | Active Cooling | Yes | 30 | No | [97 empty] | DAS081B; DEU111BU | Single-Output | DELTA ELECTRONICS (THAILAND) PUBLIC CO LTD | AC 800W GOLD PSU | TDPS-800EB | 800W | Gold |  | DRAM |  | NF5322-SM768E | HUC109060CSS600 | HDD | 2.5 | 10000 | 600 | 44 |  |  | 44 | 2 | 1 | 2 | 1 | Yes | 3.38 | 6.17 | 449.78 | [134 empty] | 2014-10-01 | 2015-02-19 | United States, Switzerland, Taiwan, Japan, Canada | ES_1101537_SX6022_02112016153812_9099911
2240176 | Seagate | 2015-05-26 | United States, Switzerland, Taiwan, Japan, Canada | Scale-Up Storage | Streaming | No | No | Acbel Polytech, Inc; Artesyn Embedded Technologies; Delta Electronics (Thailand) PCL; Delta Electronics (Thailand) PCL | Silver; Silver; Gold; Gold | Silver; Silver; Gold; Gold | 0 | 0 | 3.5 | 3.5 | 7200 | 2000 | 24 | 0 | 0 | 24 | 2 | 1 | 4 | 2 | No | 6.23 | 5.94 | 129.3 |  | 2240176 |  | Seagate | Dot Hill Systems Corp. | AssuredSAN 3000 Series, AssuredSAN JBOD J6G12 | AssuredSAN 3834, AssuredSAN J6G12 | ,AssuredSAN 3434, AssuredSAN J6G12,; ,AssuredSAN 3534, AssuredSAN J6G12,; ,AssuredSAN 3634, AssuredSAN J6G12,; ,AssuredSAN 3734, AssuredSAN J6G12,; AssuredSAN 3000 Series, AssuredSAN JBOD J6G12,AssuredSAN 3834, AssuredSAN J6G12, | Block I/O | Online 2 | Yes | Scale-Up Storage | Dot Hill Systems Corporation | AssuredSAN 3xx4 Series | EX | RAID | None | Streaming | Fixed Size Qualification Range | No |  | RealStor | 2 | No | Active Cooling | No |  | No | [97 empty] | AssuredSAN 3834, AssuredSAN J6G12 | Multi-Output | Acbel Polytech, Inc; Artesyn Embedded Technologies; Delta Electronics (Thailand) PCL; Delta Electronics (Thailand) PCL | SGC010; 7001540-J000; TDPS-595AB A; TDPS-595AB B | SGC010; 7001540-J000; TDPS-595AB A; TDPS-595AB B | 595; 573; 573; 573 | Silver; Silver; Gold; Gold |  | DRAM |  | AssuredSAN 3834, AssuredSAN JBOD J6G12 (Optimal Configuration) | AssuredSAN 3824, AssuredSAN J6G12 (Optimal Configuration) | HDD | 3.5 | 7200 | 2000 | 24 |  |  | 24 | 2 | 1 | 4 | 2 | No | 6.23 | 5.94 | 129.3 | [134 empty] | 2014-06-01 | 2015-05-26 | United States, Switzerland, Taiwan, Japan, Canada | ES_1130247_AssuredSAN 3834, AssuredSAN J6G12_05262015211326_4806527
2240177 | Seagate | 2015-05-26 | United States, Switzerland, Taiwan, Japan, Canada | Scale-Up Storage | Streaming | No | No | Acbel Polytech, Inc; Artesyn Embedded Technologies; Delta Electronics (Thailand) PCL; Delta Electronics (Thailand) PCL | Silver; Silver; Gold; Gold | Silver; Silver; Gold; Gold | 0 | 0 | 3.5 | 3.5 | 7200 | 2000 | 24 | 0 | 0 | 24 | 2 | 1 | 4 | 2 | No | 1.09 | 1.11 | 127.01 |  | 2240177 |  | Seagate | Dot Hill Systems Corp. | AssuredSAN 3000 Series, AssuredSAN JBOD J6G12 | AssuredSAN 3334, AssuredSAN J6G12 |  | Block I/O | Online 2 | Yes | Scale-Up Storage | Dot Hill Systems Corporation | AssuredSAN 3xx4 Series | EX | RAID | None | Streaming | Fixed Size Qualification Range | No |  | RealStor | 2 | No | Active Cooling | No |  | No | [97 empty] | AssuredSAN 3334, AssuredSAN J6G12 | Multi-Output | Acbel Polytech, Inc; Artesyn Embedded Technologies; Delta Electronics (Thailand) PCL; Delta Electronics (Thailand) PCL | SGC010; 7001540-J000; TDPS-595AB A; TDPS-595AB B | SGC010; 7001540-J000; TDPS-595AB A; TDPS-595AB B | 595; 573; 573; 573 | Silver; Silver; Gold; Gold |  | DRAM |  | AssuredSAN 3334, AssuredSAN JBOD J6G12 (Optimal Configuration) | AssuredSAN 3324, AssuredSAN J6G12 (Optimal Configuration) | HDD | 3.5 | 7200 | 2000 | 24 |  |  | 24 | 2 | 1 | 4 | 2 | No | 1.09 | 1.11 | 127.01 | [134 empty] | 2014-06-01 | 2015-05-26 | United States, Switzerland, Taiwan, Japan, Canada | ES_1130247_AssuredSAN 3334, AssuredSAN J6G12_05262015214926_6966754
2240178 | Seagate | 2015-05-26 | United States, Switzerland, Taiwan, Japan, Canada | Scale-Up Storage | Streaming | Yes | No | Acbel Polytech, Inc; Artesyn Embedded Technologies; Delta Electronics (Thailand) PCL; Delta Electronics (Thailand) PCL | Silver; Silver; Gold; Gold | Silver; Silver; Gold; Gold | 0 | 0 | 3.5 | 3.5 | 7200 | 2000 | 24 | 0 | 0 | 24 | 2 | 1 | 4 | 2 | No | 6.77 | 5.77 | 108.01 |  | 2240178 |  | Seagate | Dot Hill Systems Corp. | AssuredSAN 4000 Series, AssuredSAN JBOD J6G12 | AssuredSAN 4834, AssuredSAN J6G12 | ,AssuredSAN 4434, AssuredSAN J6G12,; ,AssuredSAN 4534, AssuredSAN J6G12,; ,AssuredSAN 4634, AssuredSAN J6G12,; ,AssuredSAN 4734, AssuredSAN J6G12,; AssuredSAN 4000 Series, AssuredSAN JBOD J6G12,AssuredSAN 4834, AssuredSAN J6G12, | Block I/O | Online 2 | Yes | Scale-Up Storage | Dot Hill Systems Corporation | AssuredSAN 4xx4 Series | LX | RAID | None | Streaming | Fixed Size Qualification Range | Yes | No | RealStor | 2 | No | Active Cooling | No |  | No | [97 empty] | AssuredSAN 4834, AssuredSAN J6G12 | Multi-Output | Acbel Polytech, Inc; Artesyn Embedded Technologies; Delta Electronics (Thailand) PCL; Delta Electronics (Thailand) PCL | SGC010; 7001540-J000; TDPS-595AB A; TDPS-595AB B | SGC010; 7001540-J000; TDPS-595AB A; TDPS-595AB B | 595; 573; 573; 573 | Silver; Silver; Gold; Gold |  | DRAM |  | AssuredSAN 4834, AssuredSAN JBOD J6G12 (Optimal Configuration) | AssuredSAN 4834, AssuredSAN J6G12 (Optimal Configuration) | HDD | 3.5 | 7200 | 2000 | 24 |  |  | 24 | 2 | 1 | 4 | 2 | No | 6.77 | 5.77 | 108.01 | [134 empty] | 2013-12-01 | 2015-05-26 | United States, Switzerland, Taiwan, Japan, Canada | ES_1130247_AssuredSAN 4834, AssuredSAN J6G12_05262015220930_8170472
2240182 | Seagate | 2015-05-26 | United States, Switzerland, Taiwan, Japan, Canada | Scale-Up Storage | Streaming | Yes | No | Acbel Polytech, Inc; Artesyn Embedded Technologies; Delta Electronics (Thailand) PCL; Delta Electronics (Thailand) PCL | Silver; Silver; Gold; Gold | Silver; Silver; Gold; Gold | 0 | 0 | 3.5 | 3.5 | 7200 | 2000 | 24 | 0 | 0 | 24 | 2 | 1 | 4 | 2 | No | 1.94 | 1.99 | 102.31 |  | 2240182 |  | Seagate | Dot Hill Systems Corp. | AssuredSAN 4000 Series, AssuredSAN JBOD J6G12 | AssuredSAN 4334, AssuredSAN J6G12 |  | Block I/O | Online 2 | Yes | Scale-Up Storage | Dot Hill Systems Corporation | AssuredSAN 4xx4 Series | LX | RAID | None | Streaming | Fixed Size Qualification Range | Yes | No | RealStor | 2 | No | Active Cooling | No |  | No | [97 empty] | AssuredSAN 4334, AssuredSAN J6G12 | Multi-Output | Acbel Polytech, Inc; Artesyn Embedded Technologies; Delta Electronics (Thailand) PCL; Delta Electronics (Thailand) PCL | SGC010; 7001540-J000; TDPS-595AB A; TDPS-595AB B | SGC010; 7001540-J000; TDPS-595AB A; TDPS-595AB B | 595; 573; 573; 573 | Silver; Silver; Gold; Gold |  | DRAM |  | AssuredSAN 4334, AssuredSAN JBOD J6G12 (Optimal Configuration) | AssuredSAN 4334, AssuredSAN J6G12 (Optimal Configuration) | HDD | 3.5 | 7200 | 2000 | 24 |  |  | 24 | 2 | 1 | 4 | 2 | No | 1.94 | 1.99 | 102.31 | [134 empty] | 2013-12-01 | 2015-05-26 | United States, Switzerland, Taiwan, Japan, Canada | ES_1130247_AssuredSAN 4334, AssuredSAN J6G12_05262015222645_9205705
2299636 | Seagate | 2017-07-12 | United States | Scale-Up Storage | Streaming | No | No | 0 | 0 | 0 | 0 | 0 | 0 | 0 | 0 | 0 | 0 | 0 | 0 | 0 | 0 | 0 | 0 | 0 | 0 | 21 | 22.68 | 48.33 |  | 2299636 |  | Seagate | Seagate | RealStor 4005 | RealStor 4005 |  | Block I/O | Online 2 | Yes | Scale-Up Storage | Seagate | GaLX3 | FRUKC85-01 | RAID | None | Streaming | Flexible Size Qualification Range | No |  | RealStor | 2 | No | Active Cooling | No |  | No | [142 empty] | 21 | 22.68 | 48.33 | [114 empty] | 2017-06-29 | 2017-07-12 | United States | ES_1130247_RealStor 4005_07112017130238_7629663
2299817 | Seagate | 2017-07-14 | United States | Scale-Up Storage | Streaming | No | No | 0 | 0 | 0 | 0 | 0 | 0 | 0 | 0 | 0 | 0 | 0 | 0 | 0 | 0 | 0 | 0 | 0 | 0 | 10.91 | 8.71 | 45.27 |  | 2299817 |  | Seagate | Seagate | RealStor 5005 | RealStor 5005 |  | Block I/O | Online 2 | Yes | Scale-Up Storage | Seagate | GaNX3 | FRUKC81-01 | RAID | None | Streaming | Flexible Size Qualification Range | No |  | RealStor | 2 | No | Active Cooling | No |  | No | [142 empty] | 10.91 | 8.71 | 45.27 | [114 empty] | 2017-06-29 | 2017-07-14 | United States | ES_1130247_RealStor5005_06292017123848_347435
2300884 | Seagate | 2017-07-28 | United States | Scale-Up Storage | Streaming | Yes | No | 0 | 0 | 0 | 0 | 0 | 0 | 0 | 0 | 0 | 0 | 0 | 0 | 0 | 0 | 0 | 0 | 0 | 0 | 0.8 | 0.8 | 37.98 |  | 2300884 |  | Seagate | Seagate | RealStor 4005 | 4325, J1224 |  | Block I/O | Online 2 | Yes | Scale-Up Storage | Seagate Cloud Systems, Inc. | RealStore 4005 | GaLX3 | RAID | None | Streaming | Flexible Size Qualification Range | Yes | No | RealStor | 2 | No | Active Cooling | No |  | No | [142 empty] | 0.8 | 0.8 | 37.98 | [114 empty] | 2017-06-29 | 2017-07-28 | United States | ES_1130247_RealStor 4005_07282017131725_3968622
2301071 | Seagate | 2017-08-01 | United States | Scale-Up Storage | Streaming | No | No | 0 | 0 | 0 | 0 | 0 | 0 | 0 | 0 | 0 | 0 | 0 | 0 | 0 | 0 | 0 | 0 | 0 | 0 | 0.82 | 0.81 | 77.3 |  | 2301071 |  | Seagate | Seagate | RealStor 5005 | 5335, J1212 |  | Block I/O | Online 2 | Yes | Scale-Up Storage | Seagate Cloud Systems, Inc. | RealStor 5005 | GaNX3 | RAID | None | Streaming | Flexible Size Qualification Range | No |  | RealStor | 2 | No | Active Cooling | No |  | No | [142 empty] | 0.82 | 0.81 | 77.3 | [114 empty] | 2017-06-29 | 2017-08-01 | United States | ES_1130247_5335, J1212_07302017212536_1875268
2301074 | Seagate | 2017-08-01 | United States | Scale-Up Storage | Streaming | No | No | 0 | 0 | 0 | 0 | 0 | 0 | 0 | 0 | 0 | 0 | 0 | 0 | 0 | 0 | 0 | 0 | 0 | 0 | 10.91 | 9.72 | 74.62 |  | 2301074 |  | Seagate | Seagate | RealStor 4005 | 4535, J1212 |  | Block I/O | Online 2 | Yes | Scale-Up Storage | Seagate Cloud Systems, Inc. | RealStor 4005 | GaLX3 | RAID | None | Streaming | Flexible Size Qualification Range | No |  | RealStor | 2 | No | Active Cooling | No |  | No | [142 empty] | 10.91 | 9.72 | 74.62 | [114 empty] | 2017-06-29 | 2017-08-01 | United States | ES_1130247_4535, J1212_07302017211652_4753534
2301076 | Seagate | 2017-08-01 | United States | Scale-Up Storage | Streaming | No | No | 0 | 0 | 0 | 0 | 0 | 0 | 0 | 0 | 0 | 0 | 0 | 0 | 0 | 0 | 0 | 0 | 0 | 0 | 11.68 | 9.42 | 77.2 |  | 2301076 |  | Seagate | Seagate | RealStor 5005 | 5535, J1212 |  | Block I/O | Online 2 | Yes | Scale-Up Storage | Seagate Cloud Systems, Inc. | RealStor 5005 | GaNX3 | RAID | None | Streaming | Flexible Size Qualification Range | No |  | RealStor | 2 | No | Active Cooling | No |  | No | [142 empty] | 11.68 | 9.42 | 77.2 | [114 empty] | 2017-06-29 | 2017-08-01 | United States | ES_1130247_5535, J1212_07302017210437_4524347
2301195 | Seagate | 2017-08-02 | United States | Scale-Up Storage | Streaming | No | No | 0 | 0 | 0 | 0 | 0 | 0 | 0 | 0 | 0 | 0 | 0 | 0 | 0 | 0 | 0 | 0 | 0 | 0 | 0.84 | 0.83 | 77.49 |  | 2301195 |  | Seagate | Seagate | RealStor 4005 | 4335, J1212 |  | Block I/O | Online 2 | Yes | Scale-Up Storage | Seagate Cloud Systems, Inc. | RealStor 4005 | GaLX3 | RAID | None | Streaming | Flexible Size Qualification Range | No |  | RealStor | 2 | No | Active Cooling | No |  | No | [142 empty] | 0.84 | 0.83 | 77.49 | [114 empty] | 2017-06-29 | 2017-08-02 | United States | ES_1130247_4335, J1212_08012017225621_8418237
2301215 | Seagate | 2017-08-02 | United States | Scale-Up Storage | Streaming | Yes | No | 0 | 0 | 0 | 0 | 0 | 0 | 0 | 0 | 0 | 0 | 0 | 0 | 0 | 0 | 0 | 0 | 0 | 0 | 0.76 | 0.75 | 72.27 |  | 2301215 |  | Seagate | Seagate | RealStor 5005 | 5325, J1224 |  | Block I/O | Online 2 | Yes | Scale-Up Storage | Seagate Cloud Systems, Inc. | RealStor 5005 | GaNX3 | RAID | None | Streaming | Flexible Size Qualification Range | Yes | No | RealStor | 2 | No | Active Cooling | No |  | No | [142 empty] | 0.76 | 0.75 | 72.27 | [114 empty] | 2017-06-29 | 2017-08-02 | United States | ES_1130247_5325, J1224_08022017111328_1768915
2303175 | Lenovo Group Limited | 2017-09-05 | United States | Scale-Up Storage | Streaming | No | No | 0 | 0 | 0 | 0 | 0 | 0 | 0 | 0 | 0 | 0 | 0 | 0 | 0 | 0 | 0 | 0 | 0 | 0 | 10.91 | 8.71 | 45.27 |  | 2303175 |  | Lenovo Group Limited | Lenovo | DS6200 | DS6200 |  | Block I/O | Online 2 | Yes | Scale-Up Storage | Seagate | GaNX3 | FRUKC81-01 | RAID | None | Streaming | Flexible Size Qualification Range | No |  | RealStor | 2 | No | Active Cooling | No |  | No | [142 empty] | 10.91 | 8.71 | 45.27 | [114 empty] | 2017-06-29 | 2017-09-05 | United States | ES_1037540_DS6200_06292017123848_6391405
2306708 | Lenovo Group Limited | 2017-10-23 | United States | Scale-Up Storage | Streaming | No | No | 0 | 0 | 0 | 0 | 0 | 0 | 0 | 0 | 0 | 0 | 0 | 0 | 0 | 0 | 0 | 0 | 0 | 0 | 8.33 | 7.85 | 123.58 |  | 2306708 |  | Lenovo Group Limited | Lenovo | DS2200 MTM 4599 Gallium EX3, with IO: SAS or CNC, Chassis 2U24 | DS2200 MTM 4599 Gallium EX3, with IO: SAS or CNC, Chassis 2U24 |  | Block I/O | Online 2 | Yes | Scale-Up Storage | Seagate Cloud Systems, Inc. | S2200 V2 | GaEX3 | RAID | None | Streaming | Flexible Size Qualification Range | No |  | S2200 V2 | 2 | No | Active Cooling | No |  | No | [142 empty] | 8.33 | 7.85 | 123.58 | [114 empty] | 2017-06-29 | 2017-10-23 | United States | ES_1037540_S220 V2_10262017195129_4933282
2308643 | Lenovo Group Limited | 2018-01-03 | United States | Scale-Up Storage | Streaming | No | No | 0 | 0 | 0 | 0 | 0 | 0 | 0 | 0 | 0 | 0 | 0 | 0 | 0 | 0 | 0 | 0 | 0 | 0 | 0.82 | 0.7 | 148.44 |  | 2308643 |  | Lenovo Group Limited | Lenovo | DS2200 MTM 4599 Gallium EX3 with IO: 1Gb iSCSI Chassis 2U24 | DS2200 MTM 4599 Gallium EX3 with IO: 1Gb iSCSI Chassis 2U24 |  | Block I/O | Online 2 | Yes | Scale-Up Storage | Seagate Cloud Systems, Inc. | DS2200 (SFF) 4599 1Gb-iSCSI | GaEX3 | RAID | None | Streaming | Flexible Size Qualification Range | No |  | DS2200 (SFF) 4599 1Gb-iSCSI | 2 | No | Active Cooling | No |  | No | [142 empty] | 0.82 | 0.7 | 148.44 | [114 empty] | 2017-06-29 | 2018-01-03 | United States | ES_1037540_DS2200 MTM 4599 Gallium EX3 with IO: 1Gb iSCSI Chassis 2U24_01022018155340_695306
2308645 | Lenovo Group Limited | 2018-01-03 | United States | Scale-Up Storage | Streaming | No | No | 0 | 0 | 0 | 0 | 0 | 0 | 0 | 0 | 0 | 0 | 0 | 0 | 0 | 0 | 0 | 0 | 0 | 0 | 0.83 | 0.9 | 312.36 |  | 2308645 |  | Lenovo Group Limited | Lenovo | DS2200 MTM 4599 Gallium EX3 with IO: 1Gb iSCSI Chassis 2U12 | DS2200 MTM 4599 Gallium EX3 with IO: 1Gb iSCSI Chassis 2U12 |  | Block I/O | Online 2 | Yes | Scale-Up Storage | Seagate Cloud Systems, Inc. | DS2200 | GaEX3 | RAID | None | Streaming | Flexible Size Qualification Range | No |  | DS2200 | 2 | No | Active Cooling | No |  | No | [142 empty] | 0.83 | 0.9 | 312.36 | [114 empty] | 2017-06-29 | 2018-01-03 | United States | ES_1037540_DS2200 MTM 4599 Gallium EX3 with IO: 1Gb iSCSI Chassis 2U12_01022018164108_6351434
2310541 | Lenovo Group Limited | 2018-02-12 | United States | Scale-Up Storage | Streaming | No | No | 0 | 0 | 0 | 0 | 0 | 0 | 0 | 0 | 0 | 0 | 0 | 0 | 0 | 0 | 0 | 0 | 0 | 0 | 3.2 | 5.49 | 304.03 |  | 2310541 |  | Lenovo Group Limited | Lenovo | DS2200 MTM 4599 Gallium EX3, with IO: SAS or CNC, Chassis 2U12 | DS2200 MTM 4599 Gallium EX3, with IO: SAS or CNC, Chassis 2U12 |  | Block I/O | Online 2 | Yes | Scale-Up Storage | Seagate Cloud Systems, Inc. | S2200 V2 | GaEX3 | RAID | None | Streaming | Flexible Size Qualification Range | No |  | S2200 V2 | 2 | No | Active Cooling | No |  | No | [142 empty] | 3.2 | 5.49 | 304.03 | [114 empty] | 2017-06-29 | 2018-02-12 | United States | ES_1037540_DS2200 MTM 4599 Gallium EX3, with IO: SAS or CNC, Chassis 2U12_01292018230529_7727014
2317813 | Seagate | 2018-04-09 | United States | Scale-Up Storage | Streaming | Yes | No | 0 | 0 | 0 | 0 | 0 | 0 | 0 | 0 | 0 | 0 | 0 | 0 | 0 | 0 | 0 | 0 | 0 | 0 | 2.57 | 4.55 | 374.11 |  | 2317813 |  | Seagate | Seagate | SP-2584 5565 5865 J1284 Gallium NX3 with IO: SAS or CNC | SP-2584 5565 5865 J1284 Gallium NX3 with IO: SAS or CNC |  | Block I/O | Online 2 | Yes | Scale-Up Storage | Seagate Cloud Systems, Inc. | 5565 5865, J1284 | GaNX3 | RAID | None | Streaming | Flexible Size Qualification Range | Yes |  | GN265 | R003 | No | Active Cooling | No |  | No | [142 empty] | 2.57 | 4.55 | 374.11 | [114 empty] | 2018-03-30 | 2018-04-09 | United States | ES_1130247_SP2584 5565 5865 J1284 Gallium NX3 with IO: SAS or CNC_04022018143110_1020471
2325658 | Seagate | 2018-09-10 | United States | Scale-Up Storage | Streaming | Yes | No | 0 | 0 | 0 | 0 | 0 | 0 | 0 | 0 | 0 | 0 | 0 | 0 | 0 | 0 | 0 | 0 | 0 | 0 | 0.8 | 0.8 | 37.98 |  | 2325658 |  | Seagate | Seagate | 4525 4825 4425 J1224 Gallium LX3 with IO: SAS or 10GbaseT or CNC | 4525 4825 4425 J1224 Gallium LX3 with IO: SAS or 10GbaseT or CNC |  | Block I/O | Online 2 | Yes | Scale-Up Storage | Seagate Cloud Systems, Inc. | 4535 | GaLX3 | RAID | None | Streaming | Flexible Size Qualification Range | Yes |  | 4535 | 2 | No | Active Cooling | No |  | No | [142 empty] | 0.8 | 0.8 | 37.98 | [114 empty] | 2018-09-11 | 2018-09-10 | United States | ES_1130247_4525 4825 4425 J1224 Gallium LX3 with IO: SAS or 10GbaseT or CNC_09102018113237_4850274
2325660 | Seagate | 2018-09-10 | United States | Scale-Up Storage | Streaming | No | No | 0 | 0 | 0 | 0 | 0 | 0 | 0 | 0 | 0 | 0 | 0 | 0 | 0 | 0 | 0 | 0 | 0 | 0 | 10.91 | 9.72 | 74.62 |  | 2325660 |  | Seagate | Seagate | 4435 4535 4835 J1212 Gallium LX3 with IO: SAS or 10GbaseT or CNC | 4435 4535 4835 J1212 Gallium LX3 with IO: SAS or 10GbaseT or CNC |  | Block I/O | Online 2 | Yes | Scale-Up Storage | Seagate Cloud Systems, Inc. | 2U12 | GaLX3 | RAID | None | Streaming | Flexible Size Qualification Range | No |  | 2U12 | 2 | No | Active Cooling | No |  | No | [142 empty] | 10.91 | 9.72 | 74.62 | [114 empty] | 2018-09-11 | 2018-09-10 | United States | ES_1130247_4435 4535 4835 J1212 Gallium LX3 with IO: SAS or 10GbaseT or CNC_09102018111526_2358362
2326072 | Seagate | 2018-09-18 | United States | Scale-Up Storage | Streaming | Yes | No | 0 | 0 | 0 | 0 | 0 | 0 | 0 | 0 | 0 | 0 | 0 | 0 | 0 | 0 | 0 | 0 | 0 | 0 | 2.6 | 3.7 | 368.72 |  | 2326072 |  | Seagate | Seagate | 4465 4565 4865 J1284 Gallium LX3 with IO: SAS 10GbaseT or CNC | 4465 4565 4865 J1284 Gallium LX3 with IO: SAS 10GbaseT or CNC |  | Block I/O | Online 2 | Yes | Scale-Up Storage | Seagate Cloud Systems, Inc. | 4465, 4565, 4865, J1284 | GaLX3 | RAID | None | Streaming | Flexible Size Qualification Range | Yes |  | GTS275 | R003 | No | Active Cooling | No |  | No | [142 empty] | 2.6 | 3.7 | 368.72 | [114 empty] | 2018-09-11 | 2018-09-18 | United States | ES_1130247_4465 4565 4865 J1284 Gallium LX3 with IO: SAS 10GbaseT or CNC_09182018103435_870477
2328997 | Seagate | 2018-11-02 | United States | Scale-Up Storage | Streaming | Yes | No | 0 | 0 | 0 | 0 | 0 | 0 | 0 | 0 | 0 | 0 | 0 | 0 | 0 | 0 | 0 | 0 | 0 | 0 | 0 | 0 | 0 |  | 2328997 |  | Seagate | Seagate | 4465 4565 4865 J1284 Gallium LX3 with IO: 1Gbs iSCSI | 4465 4565 4865 J1284 Gallium LX3 with IO: 1Gbs iSCSI |  | Block I/O | Online 2 | Yes | Scale-Up Storage | Seagate Cloud Systems, Inc. | 4465, 4565, 4865, J1284 | GaLX3 | RAID | None | Streaming | Flexible Size Qualification Range | Yes |  | GTS275 | R003 | No | Active Cooling | No |  | No | [259 empty] | 2018-09-11 | 2018-11-02 | United States | ES_1130247_4465 4565 4865 J1284 Gallium LX3 with IO: 1Gbs iSCSI_10302018234013_8445245
2333056 | Seagate | 2018-03-30 | [23 empty] | 0.08 | 0.08 | 322.12 |  | 2333056 | Seagate | Seagate | 5565 | 5865, J1284 |  | Block I/O | Online 2 | Yes | Scale-Up Storage | Seagate Cloud Systems, Inc. | 5565 (5865, J1284) | GaNX3 | RAID | None | Streaming | Flexible Size Qualification Range | Yes |  | GN265 | R003

## 5c. O3 Trans
ENERGY STAR Unique ID | Config ID | Data on Market | Date Qualified | Physical Data Submission Only | Capacity Optimized Method Available (COMs) | Qualification Range Submission Type | Active or Passive Cooling Enabled in Hardware on Shipment | Trans PSU Rated Output (W) | Trans PSUs 80PLUS Certification | Trans Device Type Highest Predicted Deployed Device | Trans Device Form Factor Highest Predicted Deployed Device | Trans Device Rated Speed (RPM) Highest Predicted Deployed Device | Trans Device Raw Capacity (GB) Highest Predicted Deployed Device | Trans Total Num Installed Storage Devices Optimal Point | Trans Ratio Devices Mixed Optimal Point | Trans Installed Solid State Devices in Optimal Point | Trans Installed Rotational Devices in Optimal Point | Trans Num of Controllers in Optimal Point | Trans Num Redundant Controllers Optimal Point | Trans Number of PSUs Optimal Point | Trans Number of Redundant PSUs Optimal Point | Trans Auto Tiering Enabled Optimal Point | Trans Optimal Point Hot Band Workload Test (IOPS/W) | Trans Optimal Point Random Read Workload Test (IOPS/W) | Trans Optimal Point Random Write Workload Test (IOPS/W) | Trans Optimal Point Ready Idle Workload Test (GB/W) | ENERGY STAR Unique ID |  | ENERGY STAR Partner | Brand Name | Model Name | Model Number | Additional Model Information | Storage Model Connectivity | Product Type | Physical Data Submission Only | Storage Controller Configuration | Storage Controller Manufacturer Name | Storage Controller Model Name | Storage Controller Model Number | Storage Controller Advanced Data Recovery Type | Capacity Optimized Method Available (COMs) | Workload Optimization Type | Qualification Range Submission Type | Automated Storage Tiering Capable | Automated Storage Tiering Enabled in Hardware on Shipment | Software Operating Environment Name | Software Operating Environment Version | Intelligent Power Distribution Unit (iPDU) Used During Testing | Active or Passive Cooling Enabled in Hardware on Shipment | Input Power Rolling Average Capability | Length of Rolling Average for Input Power (s) | Inlet Air Temperature Rolling Average Capability | Length of Rolling Average for Inlet Air Temperature (s) | Power and Temperature Reporting Additional Information | Trans Model Number or Config ID | Trans Power Supply Unit (PSU) Type | Trans PSU Manufacturer Name | Trans PSU Model Name | Trans PSU Model Number | Trans PSU Rated Output (W) | Trans PSUs 80PLUS Certification | Trans Total Amount of Cache (GB) | Trans Devices Used for Cache | Trans Other Devices Used for Cache | Trans Device Model Name Highest Predicted Deployed Device | Trans Device Model Number Highest Predicted Deployed Device | Trans Device Type Highest Predicted Deployed Device | Trans Device Form Factor Highest Predicted Deployed Device | Trans Device Rated Speed (RPM) Highest Predicted Deployed Device | Trans Device Raw Capacity (GB) Highest Predicted Deployed Device | Trans Total Num Installed Storage Devices Optimal Point | Trans Ratio Devices Mixed Optimal Point | Trans Installed Solid State Devices in Optimal Point | Trans Installed Rotational Devices in Optimal Point | Trans Num of Controllers in Optimal Point | Trans Num Redundant Controllers Optimal Point | Trans Number of PSUs Optimal Point | Trans Number of Redundant PSUs Optimal Point | Trans Auto Tiering Enabled Optimal Point | Trans Optimal Point Hot Band Workload Test (IOPS/W) | Trans Optimal Point Random Read Workload Test (IOPS/W) | Trans Optimal Point Random Write Workload Test (IOPS/W) | Trans Optimal Point Ready Idle Workload Test (GB/W) | Trans Storage Device 1 Type | Trans Storage Device 1 Form Factor | Trans Storage Device 1 Rated Speed (RPM) | Trans Storage Device 1 Raw Capacity (GB) | Trans Num Devices Storage Device 1 Optimal Point | Trans Physical or Modeled Data Device 1 Optimal Point | Trans Automated Tiering Enabled During Testing Device 1 | Trans Device 1 Optimal Point Hot Band Wrkld Test (IOPS/W) | Trans Device 1 Optimal Point Random Read Wrkld Test (IOPS/W) | Trans Device 1 Optimal Point Random Write Wrkld Test (IOPS/W) | Trans Device 1 Optimal Point Ready Idle Wrkld Test (GB/W) | Trans Storage Device 2 Type | Trans Storage Device 2 Form Factor | Trans Storage Device 2 Rated Speed (RPM) | Trans Storage Device 2 Raw Capacity (GB) | Trans Num Devices Storage Device 2 Optimal Point | Trans Physical or Modeled Data Device 2 Optimal Point | Trans Automated Tiering Enabled During Testing Device 2 | Trans Device 2 Optimal Point Hot Band Wrkld Test (IOPS/W) | Trans Device 2 Optimal Point Random Read Wrkld Test (IOPS/W) | Trans Device 2 Optimal Point Random Write Wrkld Test (IOPS/W) | Trans Device 2 Optimal Point Ready Idle Wrkld Test (GB/W) | Cap Model Number or Config ID | Cap Power Supply Unit (PSU) Type | Cap PSU Manufacturer Name | Cap PSU Model Name | Cap PSU Model Number | Cap PSU Rated Output (W) | Cap PSUs 80PLUS Certification | Cap Total Amount of Cache (GB) | Cap Devices Used for Cache | Cap Other Devices Used for Cache | Cap Device Model Name Highest Predicted Deployed Device | Cap Device Model Number Highest Predicted Deployed Device | Cap Device Type Highest Predicted Deployed Device | Cap Device Form Factor Highest Predicted Deployed Device | Cap Device Rated Speed (RPM) Highest Predicted Deployed Device | Cap Device Raw Capacity (GB) Highest Predicted Deployed Device | Cap Total Num Installed Storage Devices Optimal Point | Cap Ratio Devices Mixed Optimal Point | Cap Installed Solid State Devices in Optimal Point | Cap Installed Rotational Devices in Optimal Point | Cap Num of Controllers in Optimal Point | Cap Num Redundant Controllers Optimal Point | Cap Number of PSUs Optimal Point | Cap Number of Redundant PSUs Optimal Point | Cap Auto Tiering Enabled Optimal Point | Cap Optimal Point Ready Idle Workload Test (GB/W) | Date Available On Market | Date Qualified | Markets | CB Model Identifier
2205887 | 0 | 2012-06-01 | 2013-12-04 | Yes | Delta Snapshots,Thin Provisioning | Fixed Size Qualification Range | Active Cooling | 700 | Silver | HDD | 2.5 | 7200 | 1000 | 12 | 0 | 0 | 12 | 2 | 1 | 2 | 1 | No | 5.5 | 3.2 | 2.2 | 19.4 | 2205887 |  | Dell Inc. | DELL | PS4110E | E03J |  | Block I/O | Online 3 | Yes | Scale-Out Storage | Dell EqualLogic | Yellow-Module 17 | Module 17 | RAID | Delta Snapshots,Thin Provisioning | Transaction | Fixed Size Qualification Range | Yes | No | EQL Real-Time Kernel | 7.02 | No | Active Cooling | No |  | No |  |  | E03J | Single-Output | DELL | DELL L700E-SO | L700E-SO | 700 | Silver |  |  |  | Dell Enterprise Plus | ES ST1000NM0001 | HDD | 2.5 | 7200 | 1000 | 12 |  | 0 | 12 | 2 | 1 | 2 | 1 | No | 5.5 | 3.2 | 2.2 | 19.4 | [48 empty] | 2012-06-01 | 2013-12-04 | United States, Switzerland, Taiwan, Japan, Canada | ES_29573_E04J_20142111114717_5439850
2320534 | 0 | 2016-09-09 | 2018-05-29 | Yes | Thin Provisioning | Fixed Size Qualification Range | Active Cooling | 1200 | Gold | HDD | 2.5 | 7200 | 2000 | 24 | 24 | 0 | 24 | 2 | 1 | 2 | 1 | No | 7.39 | 4.54 | 2.54 | 116.5 | 2320534 |  | IBM Corporation | IBM | Storwize V7000 | 2076-624 |  | Block I/O | Online 3 | Yes | Scale-Up Storage | IBM | N/A | N/A | RAID 5 with single parity module, automatic rebuild | Thin Provisioning | Streaming,Transaction | Fixed Size Qualification Range | No |  | AIX | 7.2 | No | Active Cooling | Yes |  | Yes |  |  | 2076-624 | Single-Output | Delta Electronics | TDPS-1200BB A | 01LJ899 | 1200 | Gold |  | DRAM | N/A | 24 x 2 TB | 24 x 00WK780 | HDD | 2.5 | 7200 | 2000 | 24 | 24 | 0 | 24 | 2 | 1 | 2 | 1 | No | 7.39 | 4.54 | 2.54 | 116.5 | [48 empty] | 2016-09-09 | 2018-05-29 | United States, Canada | ES_40266_2076-624_05302018083007_2469251
2238813 | 0 | 2015-05-06 | 2014-04-06 | Yes | Delta Snapshots,Thin Provisioning | Fixed Size Qualification Range | Active Cooling | 2800 | Gold | HDD | 2.5 | 7200 | 4000 | 42 | 0 | 0 | 42 | 2 | 1 | 2 | 1 | No | 9.5 | 3.4 | 6.6 | 236.1 | 2238813 |  | Dell Inc. | DELL | PS6610E | E11J |  | Block I/O | Online 3 | Yes | Scale-Out Storage | Dell EqualLogic | Module 18 | Module 18 | RAID | Delta Snapshots,Thin Provisioning | Transaction | Fixed Size Qualification Range | Yes | No | EQL Real-Time Kernel | 7.02 | No | Active Cooling | No |  | No |  |  | E11J | Single-Output | Seagate | Seagate UD-PSU01-2800-AC | UD-PSU01-2800-AC | 2800 | Gold |  |  |  | Dell Enterprise Plus | ST4000NM0023 | HDD | 2.5 | 7200 | 4000 | 42 |  | 0 | 42 | 2 | 1 | 2 | 1 | No | 9.5 | 3.4 | 6.6 | 236.1 | [48 empty] | 2015-05-06 | 2014-04-06 | United States, Switzerland, Taiwan, Japan, Canada | ES_29573_E11J_20154106142445_5503420
2212733 | C | 2012-06-01 | 2013-12-16 | No | Delta Snapshots,Thin Provisioning | Fixed Size Qualification Range | Active Cooling | 750 | platinum | HDD | 2.5 | 7200 | 0 | 24 | 0 | 0 | 24 | 2 | 0 | 2 | 0 | No | 3.3 | 1.2 | 2.9 | 36.8 | 2212733 | C | Dell Inc. | DELL | SC8000SC220 | E14S | SC8000SC220,E14S,10K RPM Storage Media Configuration; SC8000SC220,E14S,15K RPM Storage Media Configuration; SC8000SC220,E14S,7.2K RPM Storage Media Configuration | Block I/O | Online 3 | No | Scale-Up Storage | Dell | Compellent SC8000 | SC8000 | RAID | Delta Snapshots,Thin Provisioning | Transaction | Fixed Size Qualification Range | No | No | EQL Real-Time Kernel | 7.02 | No | Active Cooling | No |  | No |  |  | E14S | Single-Output | DELL | Dell D750E-S1 | D750E-S1 | 750 | platinum |  |  | SDRAM | Savvio 15K.3 | ST9300653SS | HDD | 2.5 | 7200 |  | 24 |  | 0 | 24 | 2 | 0 | 2 | 0 | No | 3.3 | 1.2 | 2.9 | 36.8 | Hard Disk Drive (HDD) | 3.5 inch | 10000 |  | 24 | Physical |  | 1.2 | 6.6 | 1 | 22.9 | Hard Disk Drive (HDD) | 2.5 inch | 7200 |  | 24 | Physical | No | 3.3 | 1.2 | 2.9 | 36.8 | [26 empty] | 2012-06-01 | 2013-12-16 | United States, Switzerland, Taiwan, Japan, Canada | ES_29573_E14S_20145112094334_3700784
2210347 | B | 2014-02-28 | 2014-05-01 | No | Delta Snapshots,Thin Provisioning | Fixed Size Qualification Range | Active Cooling | 600 | SILVER | HDD | 2.5 | 10000 | 146 | 24 | 0 | 0 | 24 | 2 | 0 | 2 | 0 | No | 6.1 | 16.9 | 11 | 26.2 | 2210347 | B | Dell Inc. | DELL | PowerVault MD3820f | E04J | PowerVault MD3820i,E04J, | Block I/O | Online 3 | No | Scale-Up Storage | Dell | MD38 Series | DPN 09J1X0 | RAID | Delta Snapshots,Thin Provisioning | Transaction | Fixed Size Qualification Range | No | No | EQL Real-Time Kernel | 7.02 | No | Active Cooling | No |  | No |  |  | E04J | Single-Output | DELL | Dell L600E-S0 | L600E-S0 | 600 | SILVER |  | Other | SDRAM | Savvio 15K.3 | ST9146853SS | HDD | 2.5 | 10000 | 146 | 24 |  | 0 | 24 | 2 | 0 | 2 | 0 | No | 6.1 | 16.9 | 11 | 26.2 | Hard Disk Drive (HDD) | 2.5 inch | 10000 |  | 24 | Physical | No | 6.1 | 16.9 | 11 | 26.2 | Hard Disk Drive (HDD) | 2.5 inch | 7200 |  | 24 | Physical | No | 21.6 | 6.8 | 7.8 | 40.7 | [26 empty] | 2014-02-28 | 2014-05-01 | United States, Switzerland, Taiwan, Japan, Canada | ES_29573_E04J_20144114091054_6448932
2301247 | B | 2016-08-12 | 2017-04-24 | Yes | Thin Provisioning | Fixed Size Qualification Range | Active Cooling | 1485;600 | Gold;Silver | HDD | 2.5 | 10000 | 300 | 88 | 1 | 0 | 88 | 2 | 1 | 2 | 1 | No | 18.27 | 13.88 | 7.48 | 65.8 | 2301247 | B | Dell Inc. | Dell EMC | E03T | SC7020 with SC420 | E04J,SC7020 with SC420, | Block I/O | Online 3 | Yes | Scale-Up Storage | Dell Technologies | E03T | SC7020 | RAID | Thin Provisioning | Transaction | Fixed Size Qualification Range | Yes |  | SCOS Environment | 7.0.1.260 | No | Active Cooling | No |  | No |  |  |  | Single-Output;Single-Output | Delta;Dell | DH1485E-S1;H600E-S0 | DH1485E-S1;H600E-S0 | 1485;600 | Gold;Silver |  | DRAM |  | Dell Enterprise Performance ST300MP0005 | GM1R8 | HDD | 2.5 | 10000 | 300 | 88 | 1 | 0 | 88 | 2 | 1 | 2 | 1 | No | 18.27 | 13.88 | 7.48 | 65.8 | Hard Disk Drive (HDD) | 2.5 inch | 10000 |  | 90 | Physical | No | 18.27 | 13.88 | 7.48 | 65.8 | [37 empty] | 2016-08-12 | 2017-04-24 | United States, Switzerland, Taiwan, Japan, Canada
2205667 | 0 | 2012-06-01 | 2013-12-04 | Yes | Delta Snapshots,Thin Provisioning | Fixed Size Qualification Range | Active Cooling | 700 | Silver | HDD | 2.5 | 10000 | 600 | 12 | 0 | 0 | 12 | 2 | 1 | 2 | 1 | No | 21.7 | 22.9 | 17.1 | 15.5 | 2205667 |  | Dell Inc. | DELL | PS4100X | E04J |  | Block I/O | Online 3 | Yes | Scale-Out Storage | Dell EqualLogic | Purple-Module 12 | Module 12 | RAID | Delta Snapshots,Thin Provisioning | Transaction | Fixed Size Qualification Range | Yes | No | EQL Real-Time Kernel | 7.02 | No | Active Cooling | No |  | No |  |  | E04J | Single-Output | DELL | DELL L700E-SO | L700E-SO | 700 | Silver |  |  |  | Dell Enterprise Plus | Cheetah ST3600057SS | HDD | 2.5 | 10000 | 600 | 12 |  | 0 | 12 | 2 | 1 | 2 | 1 | No | 21.7 | 22.9 | 17.1 | 15.5 | [48 empty] | 2012-06-01 | 2013-12-04 | United States, Switzerland, Taiwan, Japan, Canada | ES_29573_E04J_20142106164956_5760425
2205892 | 0 | 2012-06-01 | 2013-12-04 | Yes | Delta Snapshots,Thin Provisioning | Fixed Size Qualification Range | Active Cooling | 700 | Silver | HDD | 2.5 | 10000 | 600 | 24 | 0 | 0 | 24 | 2 | 1 | 2 | 1 | No | 27.3 | 17.4 | 21 | 12.5 | 2205892 |  | Dell Inc. | DELL | PS4110X | E04J |  | Block I/O | Online 3 | Yes | Scale-Out Storage | Dell EqualLogic | Yellow-Module 17 | Module 17 | RAID | Delta Snapshots,Thin Provisioning | Transaction | Fixed Size Qualification Range | Yes | No | EQL Real-Time Kernel | 7.02 | No | Active Cooling | No |  | No |  |  | E04J | Single-Output | DELL | DELL L700E-SO | L700E-SO | 700 | Silver |  |  |  | Dell Enterprise Plus | ST600MM0006 | HDD | 2.5 | 10000 | 600 | 24 |  | 0 | 24 | 2 | 1 | 2 | 1 | No | 27.3 | 17.4 | 21 | 12.5 | [48 empty] | 2012-06-01 | 2013-12-04 | United States, Switzerland, Taiwan, Japan, Canada | ES_29573_E04J_20142111140408_6971625
2206048 | 0 | 2012-06-01 | 2013-12-04 | Yes | Delta Snapshots,Thin Provisioning | Fixed Size Qualification Range | Active Cooling | 700 | Silver | HDD | 2.5 | 10000 | 600 | 24 | 0 | 0 | 24 | 2 | 1 | 2 | 1 | No | 30.4 | 18.1 | 23.3 | 13 | 2206048 |  | Dell Inc. | DELL | PS6100X | E04J |  | Block I/O | Online 3 | Yes | Scale-Out Storage | Dell EqualLogic | Green-Module 11 | Module 11 | RAID | Delta Snapshots,Thin Provisioning | Transaction | Fixed Size Qualification Range | Yes | No | EQL Real-Time Kernel | 7.02 | No | Active Cooling | No |  | No |  |  | E04J | Single-Output | DELL | DELL L700E-S0 | L700E-S0 | 700 | Silver |  |  |  | Dell Enterprise Pluss | Savvio ST600MM006 | HDD | 2.5 | 10000 | 600 | 24 |  | 0 | 24 | 2 | 1 | 2 | 1 | No | 30.4 | 18.1 | 23.3 | 13 | [48 empty] | 2012-06-01 | 2013-12-04 | United States, Switzerland, Taiwan, Japan, Canada | ES_29573_E04J_20142113143421_8055633
2206100 | 0 | 2012-06-01 | 2013-12-04 | Yes | Delta Snapshots,Thin Provisioning | Fixed Size Qualification Range | Active Cooling | 700 | SILVER | HDD | 2.5 | 10000 | 600 | 24 | 0 | 0 | 24 | 2 | 1 | 2 | 1 | No | 35.7 | 16.7 | 18.5 | 12.7 | 2206100 |  | Dell Inc. | DELL | PS6210X | E04J |  | Block I/O | Online 3 | Yes | Scale-Out Storage | Dell EqualLogic | Green-Module 15 | Module 15 | RAID | Delta Snapshots,Thin Provisioning | Transaction | Fixed Size Qualification Range | Yes | No | EQL Real-Time Kernel | 7.02 | No | Active Cooling | No |  | No |  |  | E04J | Single-Output | DELL | Dell L700E-S0 | L700E-S0 | 700 | SILVER |  |  |  | Dell Enterprise Plus | ST600MM006 | HDD | 2.5 | 10000 | 600 | 24 |  | 0 | 24 | 2 | 1 | 2 | 1 | No | 35.7 | 16.7 | 18.5 | 12.7 | [48 empty] | 2012-06-01 | 2013-12-04 | United States, Switzerland, Taiwan, Japan, Canada | ES_29573_E04J_20142114091304_6528055
2238818 | 0 | 2015-05-06 | 2014-04-06 | Yes | Delta Snapshots,Thin Provisioning | Fixed Size Qualification Range | Active Cooling | 2800 | Gold | HDD | 2.5 | 10000 | 600 | 84 | 0 | 0 | 84 | 2 | 1 | 2 | 1 | No | 34.1 | 19.4 | 23.9 | 73.6 | 2238818 |  | Dell Inc. | DELL | PS6610X | E11J |  | Block I/O | Online 3 | Yes | Scale-Out Storage | Dell EqualLogic | Module 18 | Module 18 | RAID | Delta Snapshots,Thin Provisioning | Transaction | Fixed Size Qualification Range | Yes | No | EQL Real-Time Kernel | 7.02 | No | Active Cooling | No |  | No |  |  | E11J | Single-Output | Seagate | Seagate UD-PSU01-2800-AC | UD-PSU01-2800-AC | 2800 | Gold |  |  |  | Dell Enterprise Plus | HUC109060CSS600 | HDD | 2.5 | 10000 | 600 | 84 |  | 0 | 84 | 2 | 1 | 2 | 1 | No | 34.1 | 19.4 | 23.9 | 73.6 | [48 empty] | 2015-05-06 | 2014-04-06 | United States, Switzerland, Taiwan, Japan, Canada | ES_29573_E11J_20154106175349_2927887
2212690 | 0 | 2014-01-15 | 2014-05-30 | Yes | Delta Snapshots | Flexible Size Qualification Range | Active Cooling | 725W | 80 PLUS Silver Level, 230V International | HDD | 2.5 | 10000 | 600 | 24 | 0 | 0 | 24 | 2 | 1 | 2 | 1 | No | 34.41 | 15.15 | 13.04 | 46.74 | 2212690 |  | NetApp, Inc. | NetApp, Inc | NetApp, E-Series, E2724, 6 to 48 10K drives | E2724 (5350) |  | Block I/O | Online 3 | Yes | Scale-Up Storage | NetApp | NetApp, E-Series, E2724, minimum config (config 4), HDD 600GB 10K, 12G SAS, dual 27xx controllers, dual power/cooling | E27xx | RAID | Delta Snapshots | Capacity,Transaction | Flexible Size Qualification Range | No |  | Illinois | 08.10.05.00 | No | Active Cooling | Yes | user-selectable | No |  |  | E2724 (5350) | Multi Output | Delta Electronics, Inc. | TDPS-725 AB A | TDPS-725 AB A | 725W | 80 PLUS Silver Level, 230V International |  |  |  | NetApp, E-Series, E2724, optimal (config 5), HDD 600GB 10K, 12G SAS, dual 27xx controllers, dual power/cooling | E2724 (5350) | HDD | 2.5 | 10000 | 600 | 24 |  | 0 | 24 | 2 | 1 | 2 | 1 | No | 34.41 | 15.15 | 13.04 | 46.74 | [22 empty] | E2724 (5350) | Multi Output | Delta Electronics, Inc. | TDPS-725 AB A | TDPS-725 AB A | 725W | 80 PLUS Silver Level, 230V International |  |  |  | NetApp, E-Series, E2724, optimal (config 5), HDD 600GB 10K, 12G SAS, dual 27xx controllers, dual power/cooling | E2724 (5350) | HDD | 2.5 inch | 10K | 600GB | 24 |  | 0 | 24 | 2 | 1 | 2 | 1 | No | 46.74 | 2014-01-15 | 2014-05-30 | United States, Switzerland, Taiwan, Japan, Canada | ES_1093185_E2724 (5350)_06092014180119_6879898
2212691 | 0 | 2014-01-15 | 2014-05-30 | Yes | Delta Snapshots | Flexible Size Qualification Range | Active Cooling | 1755W | 80 PLUS Silver Level, 230V International | HDD | 2.5 | 10000 | 600 | 60 | 0 | 0 | 60 | 2 | 1 | 2 | 1 | No | 27.34 | 18.32 | 16.77 | 59.71 | 2212691 |  | NetApp, Inc. | NetApp, Inc | NetApp, E-Series, E2760, 20 to 120 10K drives | E2760 (6600) |  | Block I/O | Online 3 | Yes | Scale-Up Storage | NetApp | NetApp, E-Series, E2760, minimum config (config 7),HDD 600GB 12G SAS, dual 27xx controllers, dual power/cooling | E27xx | RAID | Delta Snapshots | Capacity,Transaction | Flexible Size Qualification Range | No |  | Illinois | 08.10.05.00 | No | Active Cooling | Yes | user-selectable | No |  |  | E2760 (6600) | Multi Output | Delta Electronics, Inc. | TDPS-1760 AB A | TDPS-1760 AB A | 1755W | 80 PLUS Silver Level, 230V International |  |  |  | NetApp, E-Series, E2760, optimal (config 8),yHDD 600GB 12G SAS, dual 27xx controllers, dual power/cooling | E2760 (6600) | HDD | 2.5 | 10000 | 600 | 60 |  | 0 | 60 | 2 | 1 | 2 | 1 | No | 27.34 | 18.32 | 16.77 | 59.71 | [22 empty] | E2760 (6600) | Multi Output | Delta Electronics, Inc. | TDPS-1760 AB A | TDPS-1760 AB A | 1755W | 80 PLUS Silver Level, 230V International |  |  |  | NetApp, E-Series, E2760, optimal (config 8),yHDD 600GB 12G SAS, dual 27xx controllers, dual power/cooling | E2760 (6600) | HDD | 2.5 inch | 10K | 600GB | 60 |  | 0 | 60 | 2 | 1 | 2 | 1 | No | 59.71 | 2014-01-15 | 2014-05-30 | United States, Switzerland, Taiwan, Japan, Canada | ES_1093185_E2760 (6600)_06092014180816_7296141
2212694 | 0 | 2014-01-15 | 2014-05-30 | Yes | Delta Snapshots | Flexible Size Qualification Range | Active Cooling | 1755W | 80 PLUS Silver Level, 230V International | HDD | 2.5 | 10000 | 600 | 60 | 0 | 0 | 60 | 2 | 1 | 2 | 1 | No | 41.53 | 18.01 | 19.46 | 57.71 | 2212694 |  | NetApp, Inc. | NetApp, Inc | NetApp, E-Series, E5560, 20 to 120 10K drives | E5560 (6600) |  | Block I/O | Online 3 | Yes | Scale-Up Storage | NetApp | NetApp, E-Series, E5560, minimum config (config 19),HDD 600GB 12G SAS, dual 55xx controllers, dual power/cooling | E55xx | RAID | Delta Snapshots | Capacity,Transaction | Flexible Size Qualification Range | No |  | Illinois | 08.10.05.00 | No | Active Cooling | Yes | user-selectable | No |  |  | E5560 (6600) | Multi Output | Delta Electronics, Inc. | TDPS-1760 AB A | TDPS-1760 AB A | 1755W | 80 PLUS Silver Level, 230V International |  |  |  | NetApp, E-Series, E5560, optimal (config 20), HDD 600GB 6G SAS, dual 55xx controllers, dual power/cooling | E5560 (6600) | HDD | 2.5 | 10000 | 600 | 60 |  | 0 | 60 | 2 | 1 | 2 | 1 | No | 41.53 | 18.01 | 19.46 | 57.71 | [22 empty] | E5560 (6600) | Multi Output | Delta Electronics, Inc. | TDPS-1760 AB A | TDPS-1760 AB A | 1755W | 80 PLUS Silver Level, 230V International |  |  |  | NetApp, E-Series, E5560, optimal (config 20), HDD 600GB 6G SAS, dual 55xx controllers, dual power/cooling | E5560 (6600) | HDD | 2.5 inch | 10K | 600GB | 60 |  | 0 | 60 | 2 | 1 | 2 | 1 | No | 57.71 | 2014-01-15 | 2014-05-30 | United States, Switzerland, Taiwan, Japan, Canada | ES_1093185_E5560 (6600)_06092014183212_8732630
2214228 | 0 | 2014-01-15 | 2014-05-30 | Yes | Delta Snapshots | Flexible Size Qualification Range | Active Cooling | 725W | 80 PLUS Silver Level, 230V International | HDD | 2.5 | 10000 | 600 | 24 | 0 | 0 | 24 | 2 | 1 | 2 | 1 | No | 34.42 | 13.51 | 13.26 | 43.3 | 2214228 |  | NetApp, Inc. | NetApp, Inc | NetApp, E-Series, E5524, 6 to 48 10K drives | E5524 (5350) |  | Block I/O | Online 3 | Yes | Scale-Up Storage | NetApp | NetApp, E-Series, E5524, minimum config (config 16), HDD 600GB 10K, 12G SAS, dual 55xx controllers, dual power/cooling | E55xx | RAID | Delta Snapshots | Capacity,Transaction | Flexible Size Qualification Range | No |  | Illinois | 08.10.05.00 | No | Active Cooling | Yes | user-selectable | No |  |  | E5524 (5350) | Multi Output | Delta Electronics, Inc. | TDPS-725 AB A | TDPS-725 AB A | 725W | 80 PLUS Silver Level, 230V International |  |  |  | NetApp, E-Series, E5524, optimal (config 17), HDD 600GB 10K, 6G SAS, dual 55xx controllers, dual power/cooling | E5524 (5350) | HDD | 2.5 | 10000 | 600 | 24 |  | 0 | 24 | 2 | 1 | 2 | 1 | No | 34.42 | 13.51 | 13.26 | 43.3 | [22 empty] | E5524 (5350) | Multi Output | Delta Electronics, Inc. | TDPS-725 AB A | TDPS-725 AB A | 725W | 80 PLUS Silver Level, 230V International |  |  |  | NetApp, E-Series, E5524, optimal (config 17), HDD 600GB 10K, 6G SAS, dual 55xx controllers, dual power/cooling | E5524 (5350) | HDD | 2.5 inch | 10K | 600GB | 24 |  | 0 | 24 | 2 | 1 | 2 | 1 | No | 43.3 | 2014-01-15 | 2014-05-30 | United States, Switzerland, Taiwan, Japan, Canada | ES_1093185_E5524 (5350)_06092014182549_8349379
2214229 | 0 | 2014-01-15 | 2014-05-30 | Yes | Delta Snapshots | Flexible Size Qualification Range | Active Cooling | 725W | 80 PLUS Silver Level, 230V International | HDD | 2.5 | 10000 | 600 | 24 | 0 | 0 | 24 | 2 | 1 | 2 | 1 | No | 34.42 | 13.51 | 13.26 | 43.3 | 2214229 |  | NetApp, Inc. | NetApp, Inc | NetApp, EF-Series, EF550, 6 to 24 SSD drives total | E5524 (5350) |  | Block I/O | Online 3 | Yes | Scale-Up Storage | NetApp | NetApp, E-Series, E5524, minimum config (config 16), HDD 600GB 10K, 12G SAS, dual 55xx controllers, dual power/cooling | E55xx | RAID | Delta Snapshots | Capacity,Transaction | Flexible Size Qualification Range | No |  | Illinois | 08.10.05.00 | No | Active Cooling | Yes | user-selectable | No |  |  | E5524 (5350) | Multi Output | Delta Electronics, Inc. | TDPS-725 AB A | TDPS-725 AB A | 725W | 80 PLUS Silver Level, 230V International |  |  |  | NetApp, E-Series, E5524, optimal (config 17), HDD 600GB 10K, 6G SAS, dual 55xx controllers, dual power/cooling | E5524 (5350) | HDD | 2.5 | 10000 | 600 | 24 |  | 0 | 24 | 2 | 1 | 2 | 1 | No | 34.42 | 13.51 | 13.26 | 43.3 | [22 empty] | E5524 (5350) | Multi Output | Delta Electronics, Inc. | TDPS-725 AB A | TDPS-725 AB A | 725W | 80 PLUS Silver Level, 230V International |  |  |  | NetApp, E-Series, E5524, optimal (config 17), HDD 600GB 10K, 6G SAS, dual 55xx controllers, dual power/cooling | E5524 (5350) | HDD | 2.5 inch | 10K | 600GB | 24 |  | 0 | 24 | 2 | 1 | 2 | 1 | No | 43.3 | 2014-01-15 | 2014-05-30 | United States, Switzerland, Taiwan, Japan, Canada | ES_1093185_E5524 (5350)_06272014200245_9365892
2238817 | 0 | 2015-05-06 | 2014-04-06 | Yes | Delta Snapshots,Thin Provisioning | Fixed Size Qualification Range | Active Cooling | 2800 | Gold | HDD | 2.5 | 10000 | 900 | 42 | 0 | 0 | 42 | 2 | 1 | 2 | 1 | No | 26.9 | 13.4 | 18.5 | 67.8 | 2238817 |  | Dell Inc. | DELL | PS6610X | E11J |  | Block I/O | Online 3 | Yes | Scale-Out Storage | Dell EqualLogic | Module 18 | Module 18 | RAID | Delta Snapshots,Thin Provisioning | Transaction | Fixed Size Qualification Range | Yes | No | EQL Real-Time Kernel | 7.02 | No | Active Cooling | No |  | No |  |  | E11J | Single-Output | Seagate | Seagate UD-PSU01-2800-AC | UD-PSU01-2800-AC | 2800 | Gold |  |  |  | Dell Enterprise Plus | ST900MM0006 | HDD | 2.5 | 10000 | 900 | 42 |  | 0 | 42 | 2 | 1 | 2 | 1 | No | 26.9 | 13.4 | 18.5 | 67.8 | [48 empty] | 2015-05-06 | 2014-04-06 | United States, Switzerland, Taiwan, Japan, Canada | ES_29573_E11J_20154106172718_158959
2296717 | 0 | 2017-06-13 | 2017-05-30 | Yes | Delta Snapshots,Thin Provisioning,Compression | Fixed Size Qualification Range | Active Cooling | 1485;600 | Gold;Silver | HDD | 2.5 | 10000 | 900 | 73 | 1 | 0 | 73 | 2 | 1 | 2 | 1 | No | 22.88 | 14.27 | 8.38 | 76.2 | 2296717 |  | Dell Inc. | Dell EMC | E03T | SC5020 with SC420 | E04J,SC5020 with SC420, | Block I/O | Online 3 | Yes | Scale-Up Storage | Dell Technologies | E03T | SC5020 | RAID | Delta Snapshots,Thin Provisioning,Compression | Transaction | Fixed Size Qualification Range | Yes | No | SCOS Environment | R07.02.01.139 | No | Active Cooling | No |  | No |  |  | SC5020 with SC420 | Single-Output;Single-Output | Delta;Dell | DH1485E-S1;H600E-S0 | DH1485E-S1;H600E-S0 | 1485;600 | Gold;Silver |  | DRAM |  | Dell Enterprise Performance ST900MM0168 | Dell/PN F4VMK | HDD | 2.5 | 10000 | 900 | 73 | 1 | 0 | 73 | 2 | 1 | 2 | 1 | No | 22.88 | 14.27 | 8.38 | 76.2 | [48 empty] | 2017-06-13 | 2017-05-30 | United States, Switzerland, Taiwan, Japan, Canada | ES_29573_SC5020 with SC420_05302017092838_9189740
2301905 | A | 2017-08-29 | 2017-08-09 | Yes | Delta Snapshots,Thin Provisioning,Compression | Fixed Size Qualification Range | Active Cooling | 1378;600 | Gold;Silver | HDD | 2.5 | 10000 | 900 | 78 | 0 | 0 | 78 | 2 | 1 | 2 | 1 | No | 23.22 | 16.04 | 8.82 | 85.3 | 2301905 | A | Dell Inc. | Dell EMC | E03T | SCv3020 with SC420 | E04J,SCv3020 with SC420, | Block I/O | Online 3 | Yes | Scale-Up Storage | Dell Technologies | E03T | SCv3020 | RAID | Delta Snapshots,Thin Provisioning,Compression | Transaction | Fixed Size Qualification Range | Yes | Yes | SCOS Environment | R07.02.01.139 | No | Active Cooling | No |  | No |  |  | SCv3020 with SC420 | Single-Output;Single-Output | Delta;Dell | L1378E-S0;H600E-S0 | L1378E-S0;H600E-S0 | 1378;600 | Gold;Silver |  | DRAM |  | Dell Enterprise Performance ST900MM0168 | Dell/PN F4VMK | HDD | 2.5 | 10000 | 900 | 78 |  | 0 | 78 | 2 | 1 | 2 | 1 | No | 23.22 | 16.04 | 8.82 | 85.3 | Hard Disk Drive (HDD) | 2.5 inch | 10000 |  | 78 | Physical | No | 20.02 | 13.43 | 8.22 | 66.8 | Hard Disk Drive (HDD) | 2.5 inch | 15000 |  | 54 | Physical | Yes | 29.88 | 19.12 | 9.4 | 45.7 | [26 empty] | 2017-08-29 | 2017-08-09 | United States, Switzerland, Taiwan, Japan, Canada | ES_29573_SCv3020 with SC420_08092017151741_6111555
2301905 | B | 2017-08-29 | 2017-08-09 | Yes | Delta Snapshots,Thin Provisioning,Compression | Fixed Size Qualification Range | Active Cooling | 1378;600 | Gold;Silver | HDD | 2.5 | 10000 | 900 | 78 | 0 | 0 | 78 | 2 | 1 | 2 | 1 | No | 20.02 | 13.43 | 8.22 | 66.8 | 2301905 | B | Dell Inc. | Dell EMC | E03T | SCv3020 with SC420 | E04J,SCv3020 with SC420, | Block I/O | Online 3 | Yes | Scale-Up Storage | Dell Technologies | E03T | SCv3020 | RAID | Delta Snapshots,Thin Provisioning,Compression | Transaction | Fixed Size Qualification Range | Yes | Yes | SCOS Environment | R07.02.01.139 | No | Active Cooling | No |  | No |  |  | SCv3020 with SC420 | Single-Output;Single-Output | Delta;Dell | L1378E-S0;H600E-S0 | L1378E-S0;H600E-S0 | 1378;600 | Gold;Silver |  | DRAM |  | Dell Enterprise Performance ST900MM0168 | Dell/PN F4VMK | HDD | 2.5 | 10000 | 900 | 78 |  | 0 | 78 | 2 | 1 | 2 | 1 | No | 20.02 | 13.43 | 8.22 | 66.8 | Hard Disk Drive (HDD) | 2.5 inch | 10000 |  | 78 | Physical | No | 20.02 | 13.43 | 8.22 | 66.8 | Hard Disk Drive (HDD) | 2.5 inch | 15000 |  | 54 | Physical | Yes | 29.88 | 19.12 | 9.4 | 45.7 | [26 empty] | 2017-08-29 | 2017-08-09 | United States, Switzerland, Taiwan, Japan, Canada | ES_29573_SCv3020 with SC420_08092017151741_6111555
2309417 | 0 | 2016-07-01 | 2018-01-22 | Yes | Delta Snapshots,Thin Provisioning | Fixed Size Qualification Range | Active Cooling | 913 | 0 | HDD | 2.5 | 10000 | 1800 | 24 | 1 | 0 | 24 | 2 | 1 | 2 | 1 | No | 28.1 | 9.5 | 13 | 104.1 | 2309417 |  | NetApp, Inc. | NetApp, Inc. | E2800 Series (E-Series) | E2824 |  | Block I/O | Online 3 | Yes | Scale-Up Storage | NetApp | NetApp E2800 | E2800 | RAID | Delta Snapshots,Thin Provisioning | Capacity,Transaction | Fixed Size Qualification Range | Yes | No | NetApp E-Series SANtricity | 08.40.00.00 | No | Active Cooling | No |  | No |  |  |  | Multi-Output | Delta Electronics | TDPS-900AB A | TDPS-900AB A | 913 |  |  |  |  | HGST HUC101818CS4204 | HUC101818CS4204 | HDD | 2.5 | 10000 | 1800 | 24 | 1 | 0 | 24 | 2 | 1 | 2 | 1 | No | 28.1 | 9.5 | 13 | 104.1 | [48 empty] | 2016-07-01 | 2018-01-22 | United States, Switzerland, Taiwan, Japan, Canada | ES_1093185_E2824_20180122121302_3307361
2309457 | 0 | 2016-07-01 | 2018-01-22 | Yes | Delta Snapshots,Thin Provisioning | Fixed Size Qualification Range | Active Cooling | 913 | 0 | HDD | 2.5 | 10000 | 1800 | 24 | 1 | 0 | 24 | 2 | 1 | 2 | 1 | No | 23.5 | 8.4 | 10.9 | 93.6 | 2309457 |  | NetApp, Inc. | NetApp, Inc. | E5700 Series (E-Series) | E5724 |  | Block I/O | Online 3 | Yes | Scale-Up Storage | NetApp | NetApp E5700 | E5700 | RAID | Delta Snapshots,Thin Provisioning | Capacity,Transaction | Fixed Size Qualification Range | Yes | No | NetApp E-Series SANtricity | 08.40.00.00 | No | Active Cooling | No |  | No |  |  |  | Multi-Output | Delta Electronics | TDPS-900AB A | TDPS-900AB A | 913 |  |  |  |  | HGST HUC101818CS4204 | HGST HUC101818CS4204 | HDD | 2.5 | 10000 | 1800 | 24 | 1 | 0 | 24 | 2 | 1 | 2 | 1 | No | 23.5 | 8.4 | 10.9 | 93.6 | [48 empty] | 2016-07-01 | 2018-01-22 | United States, Switzerland, Taiwan, Japan, Canada | ES_1093185_E5724_20180124094133_8328609
2205886 | 0 | 2012-06-01 | 2013-12-04 | Yes | Delta Snapshots,Thin Provisioning | Fixed Size Qualification Range | Active Cooling | 700 | Silver | HDD | 2.5 | 15000 | 146 | 24 | 0 | 0 | 24 | 2 | 1 | 2 | 1 | No | 20.6 | 25 | 18.1 | 3.1 | 2205886 |  | Dell Inc. | DELL | PS4100XV | E04J |  | Block I/O | Online 3 | Yes | Scale-Out Storage | Dell EqualLogic | Purple-Module 12 | Module 12 | RAID | Delta Snapshots,Thin Provisioning | Transaction | Fixed Size Qualification Range | Yes | No | EQL Real-Time Kernel | 7.02 | No | Active Cooling | No |  | No |  |  | E04J | Single-Output | DELL | DELL L700E-SO | L700E-SO | 700 | Silver |  |  |  | Dell Enterprise Plus | Savvio ST9146852SS | HDD | 2.5 | 15000 | 146 | 24 |  | 0 | 24 | 2 | 1 | 2 | 1 | No | 20.6 | 25 | 18.1 | 3.1 | [48 empty] | 2012-06-01 | 2013-12-04 | United States, Switzerland, Taiwan, Japan, Canada | ES_29573_E04J_20142111111641_2584025
2206049 | 0 | 2012-06-01 | 2013-12-04 | Yes | Delta Snapshots,Thin Provisioning | Fixed Size Qualification Range | Active Cooling | 700 | Silver | HDD | 2.5 | 15000 | 146 | 24 | 0 | 0 | 24 | 2 | 1 | 2 | 1 | No | 29.1 | 23.8 | 19.7 | 2.8 | 2206049 |  | Dell Inc. | DELL | PS6100XV | E04J |  | Block I/O | Online 3 | Yes | Scale-Out Storage | Dell EqualLogic | Green-Module 11 | Module 11 | RAID | Delta Snapshots,Thin Provisioning | Transaction | Fixed Size Qualification Range | Yes | No | EQL Real-Time Kernel | 7.02 | No | Active Cooling | No |  | No |  |  | E04J | Single-Output | DELL | DELL L700E-S0 | L700E-S0 | 700 | Silver |  |  |  | Dell Enterprise Plus | Savvio ST9146852SS | HDD | 2.5 | 15000 | 146 | 24 |  | 0 | 24 | 2 | 1 | 2 | 1 | No | 29.1 | 23.8 | 19.7 | 2.8 | [48 empty] | 2012-06-01 | 2013-12-04 | United States, Switzerland, Taiwan, Japan, Canada | ES_29573_E04J_20142113145658_669747
2206101 | 0 | 2012-06-01 | 2013-12-04 | Yes | Delta Snapshots,Thin Provisioning | Fixed Size Qualification Range | Active Cooling | 700 | SILVER | HDD | 2.5 | 15000 | 146 | 24 | 0 | 0 | 24 | 2 | 1 | 2 | 1 | No | 33.1 | 22 | 16.2 | 2.7 | 2206101 |  | Dell Inc. | DELL | PS6210XV | E04J |  | Block I/O | Online 3 | Yes | Scale-Out Storage | Dell EqualLogic | Green-Module 15 | Module 15 | RAID | Delta Snapshots,Thin Provisioning | Transaction | Fixed Size Qualification Range | Yes | No | EQL Real-Time Kernel | 7.02 | No | Active Cooling | No |  | No |  |  | E04J | Single-Output | DELL | Dell L700E-S0 | L700E-S0 | 700 | SILVER |  |  |  | Dell Enterprise Plus | ST914682SS | HDD | 2.5 | 15000 | 146 | 24 |  | 0 | 24 | 2 | 1 | 2 | 1 | No | 33.1 | 22 | 16.2 | 2.7 | [48 empty] | 2012-06-01 | 2013-12-04 | United States, Switzerland, Taiwan, Japan, Canada | ES_29573_E04J_20142114091757_4150829
2231234 | 0 | 2014-11-30 | 2014-12-04 | Yes | Delta Snapshots,Thin Provisioning | Fixed Size Qualification Range | Active Cooling | 700 | Silver | HDD | 2.5 | 15000 | 300 | 24 | 0 | 0 | 24 | 2 | 1 | 2 | 1 | No | 0 | 0 | 0 | 0 | 2231234 |  | Dell Inc. | DELL | PS4210XV | E03J |  | Block I/O | Online 3 | Yes | Scale-Out Storage | Dell EqualLogic | Module 19 | Module 19 | RAID | Delta Snapshots,Thin Provisioning | Transaction | Fixed Size Qualification Range | Yes | No | EQL Real-Time Kernel | 7.02 | No | Active Cooling | No |  | No |  |  | E03J | Single-Output | DELL | DELL L700E-S0 | L700E-S0 | 700 | Silver |  |  |  | Dell Enterprise Plus | 0877Y3 | HDD | 2.5 | 15000 | 300 | 24 |  | 0 | 24 | 2 | 1 | 2 | 1 | No | [52 empty] | 2014-11-30 | 2014-12-04 | United States, Switzerland, Taiwan, Japan, Canada | ES_29573_E03J_20150120140251_6118084
2301247 | A | 2016-08-12 | 2017-04-24 | Yes | Thin Provisioning | Fixed Size Qualification Range | Active Cooling | 1485;600 | Gold;Silver | HDD | 2.5 | 15000 | 300 | 88 | 1 | 0 | 88 | 2 | 1 | 2 | 1 | No | 30.5 | 22.7 | 10.9 | 25.5 | 2301247 | A | Dell Inc. | Dell EMC | E03T | SC7020 with SC420 | E04J,SC7020 with SC420, | Block I/O | Online 3 | Yes | Scale-Up Storage | Dell Technologies | E03T | SC7020 | RAID | Thin Provisioning | Transaction | Fixed Size Qualification Range | Yes |  | SCOS Environment | 7.0.1.260 | No | Active Cooling | No |  | No |  |  |  | Single-Output;Single-Output | Delta;Dell | DH1485E-S1;H600E-S0 | DH1485E-S1;H600E-S0 | 1485;600 | Gold;Silver |  | DRAM |  | Dell Enterprise Performance ST300MP0005 | GM1R8 | HDD | 2.5 | 15000 | 300 | 88 | 1 | 0 | 88 | 2 | 1 | 2 | 1 | No | 30.5 | 22.7 | 10.9 | 25.5 | Hard Disk Drive (HDD) | 2.5 inch | 10000 |  | 90 | Physical | No | 18.27 | 13.88 | 7.48 | 65.8 | [37 empty] | 2016-08-12 | 2017-04-24 | United States, Switzerland, Taiwan, Japan, Canada | ES_29573_SC7020 with SC420_04242017143908_9983424
2205891 | 0 | 2012-06-01 | 2013-12-04 | Yes | Delta Snapshots,Thin Provisioning | Fixed Size Qualification Range | Active Cooling | 700 | Silver | HDD | 2.5 | 15000 | 600 | 12 | 0 | 0 | 12 | 2 | 1 | 2 | 1 | No | 14.2 | 9.2 | 10.2 | 5.3 | 2205891 |  | Dell Inc. | DELL | PS4110XV | E03J |  | Block I/O | Online 3 | Yes | Scale-Out Storage | Dell EqualLogic | Yellow-Module 17 | Module 17 | RAID | Delta Snapshots,Thin Provisioning | Transaction | Fixed Size Qualification Range | Yes | No | EQL Real-Time Kernel | 7.02 | No | Active Cooling | No |  | No |  |  | E03J | Single-Output | DELL | DELL L700E-SO | L700E-SO | 700 | Silver |  |  |  | Dell Enterprise Plus | ST3600057SS | HDD | 2.5 | 15000 | 600 | 12 |  | 0 | 12 | 2 | 1 | 2 | 1 | No | 14.2 | 9.2 | 10.2 | 5.3 | [48 empty] | 2012-06-01 | 2013-12-04 | United States, Switzerland, Taiwan, Japan, Canada | ES_29573_E04J_20142111133320_8682512
2301905 | C | 2017-08-29 | 2017-08-09 | Yes | Delta Snapshots,Thin Provisioning,Compression | Fixed Size Qualification Range | Active Cooling | 1378;600 | Gold;Silver | HDD | 2.5 | 15000 | 900 | 78 | 0 | 0 | 54 | 2 | 1 | 2 | 1 | No | 29.88 | 19.12 | 9.4 | 45.7 | 2301905 | C | Dell Inc. | Dell EMC | E03T | SCv3020 with SC420 | E04J,SCv3020 with SC420, | Block I/O | Online 3 | Yes | Scale-Up Storage | Dell Technologies | E03T | SCv3020 | RAID | Delta Snapshots,Thin Provisioning,Compression | Transaction | Fixed Size Qualification Range | Yes | Yes | SCOS Environment | R07.02.01.139 | No | Active Cooling | No |  | No |  |  | SCv3020 with SC420 | Single-Output;Single-Output | Delta;Dell | L1378E-S0;H600E-S0 | L1378E-S0;H600E-S0 | 1378;600 | Gold;Silver |  | DRAM |  | Dell Enterprise Performance ST900MM0168 | Dell/PN F4VMK | HDD | 2.5 | 15000 | 900 | 78 |  | 0 | 54 | 2 | 1 | 2 | 1 | No | 29.88 | 19.12 | 9.4 | 45.7 | Hard Disk Drive (HDD) | 2.5 inch | 10000 |  | 78 | Physical | No | 20.02 | 13.43 | 8.22 | 66.8 | Hard Disk Drive (HDD) | 2.5 inch | 15000 |  | 54 | Physical | Yes | 29.88 | 19.12 | 9.4 | 45.7 | [26 empty] | 2017-08-29 | 2017-08-09 | United States, Switzerland, Taiwan, Japan, Canada | ES_29573_SCv3020 with SC420_08092017151741_6111555
2205661 | 0 | 2012-06-01 | 2013-12-04 | Yes | Delta Snapshots,Thin Provisioning | Fixed Size Qualification Range | Active Cooling | 700 | Silver | HDD | 3.5 | 7200 | 1000 | 12 | 0 | 0 | 12 | 2 | 1 | 2 | 1 | No | 6.4 | 3.5 | 2.8 | 23.3 | 2205661 |  | Dell Inc. | DELL | PS4100 | E04J |  | Block I/O | Online 3 | Yes | Scale-Out Storage | Dell EqualLogic | Purple-Module 12 | Module 12 | RAID | Delta Snapshots,Thin Provisioning | Transaction | Fixed Size Qualification Range | Yes | No | EQL Real-Time Kernel | 7.02 | No | Active Cooling | No |  | No |  |  | E04J | Single-Output | DELL | DELL L700E-SO | L700E-SO | 700 | Silver |  |  |  | Dell Enterprise Plus | ES ST1000NM0001 | HDD | 3.5 | 7200 | 1000 | 12 |  | 0 | 12 | 2 | 1 | 2 | 1 | No | 6.4 | 3.5 | 2.8 | 23.3 | [48 empty] | 2012-06-01 | 2013-12-04 | United States, Switzerland, Taiwan, Japan, Canada | ES_29573_E04J_20141117085202_5620610
2205898 | 0 | 2012-06-01 | 2013-12-04 | Yes | Delta Snapshots,Thin Provisioning | Fixed Size Qualification Range | Active Cooling | 1080 | Gold | HDD | 3.5 | 7200 | 1000 | 24 | 0 | 0 | 24 | 2 | 1 | 2 | 1 | No | 8.8 | 4.4 | 3.5 | 29.1 | 2205898 |  | Dell Inc. | DELL | PS6100E | E05J |  | Block I/O | Online 3 | Yes | Scale-Out Storage | Dell EqualLogic | Green-Module 11 | Module 11 | RAID | Delta Snapshots,Thin Provisioning | Transaction | Fixed Size Qualification Range | Yes | No | EQL Real-Time Kernel | 7.02 | No | Active Cooling | No |  | No |  |  | E05J | Single-Output | DELL | DELL D1080E-SO | D1080E-SO | 1080 | Gold |  |  |  | Dell Enterprise Plus | ES ST1000NM001 | HDD | 3.5 | 7200 | 1000 | 24 |  | 0 | 24 | 2 | 1 | 2 | 1 | No | 8.8 | 4.4 | 3.5 | 29.1 | [48 empty] | 2012-06-01 | 2013-12-04 | United States, Switzerland, Taiwan, Japan, Canada | ES_29573_E05J_20142111154155_2340679
2206064 | 0 | 2012-06-01 | 2013-12-04 | Yes | Delta Snapshots,Thin Provisioning | Fixed Size Qualification Range | Active Cooling | 1080 | GOLD | HDD | 3.5 | 7200 | 1000 | 12 | 0 | 0 | 12 | 2 | 1 | 2 | 1 | No | 8.7 | 4.3 | 3.3 | 28.1 | 2206064 |  | Dell Inc. | DELL | PS6210E | E05J |  | Block I/O | Online 3 | Yes | Scale-Out Storage | Dell EqualLogic | Green-Module 15 | Module 15 | RAID | Delta Snapshots,Thin Provisioning | Transaction | Fixed Size Qualification Range | Yes | No | EQL Real-Time Kernel | 7.02 | No | Active Cooling | No |  | No |  |  | E05J | Single-Output | DELL | DELL D1080E-S0 | D1080E-S0 | 1080 | GOLD |  |  |  | Dell Enterprise Plus | ES ST1000NM0001 | HDD | 3.5 | 7200 | 1000 | 12 |  | 0 | 12 | 2 | 1 | 2 | 1 | No | 8.7 | 4.3 | 3.3 | 28.1 | [48 empty] | 2012-06-01 | 2013-12-04 | United States, Switzerland, Taiwan, Japan, Canada | ES_29573_E05J_20142113154058_8271155
2210381 | 0 | 2014-02-28 | 2014-05-01 | No | Delta Snapshots,Thin Provisioning | Fixed Size Qualification Range | Active Cooling | 1755 | SILVER | HDD | 3.5 | 7200 | 1000 | 60 | 0 | 0 | 60 | 2 | 0 | 2 | 0 | No | 10.5 | 5 | 5.2 | 83 | 2210381 |  | Dell Inc. | DELL | PowerVault MD3860f | E08J | ,E08J, | Block I/O | Online 3 | No | Scale-Up Storage | Dell | MD38 Series | DPN 0T46KJ | RAID | Delta Snapshots,Thin Provisioning | Transaction | Fixed Size Qualification Range | No | No | EQL Real-Time Kernel | 7.02 | No | Active Cooling | No |  | No |  |  | E08J | Single-Output | DELL | Delta TDPS-1760AB B- Rev 01F | TDPS-1760AB B | 1755 | SILVER |  | Other | SDRAM | TOSHIBA MG03SCA100 ; SEAGATE ST1000NM0023 | MG03SCA100 ; ST1000NM0023 | HDD | 3.5 | 7200 | 1000 | 60 |  | 0 | 60 | 2 | 0 | 2 | 0 | No | 10.5 | 5 | 5.2 | 83 | [48 empty] | 2014-02-28 | 2014-05-01 | United States, Switzerland, Taiwan, Japan, Canada | ES_29573_E08J_20144114132534_1661604
2210382 | 0 | 2014-02-28 | 2014-05-01 | No | Delta Snapshots,Thin Provisioning | Fixed Size Qualification Range | Active Cooling | 1755 | SILVER | HDD | 3.5 | 7200 | 1000 | 60 | 0 | 0 | 60 | 2 | 0 | 2 | 0 | No | 12.5 | 5 | 4.3 | 75.1 | 2210382 |  | Dell Inc. | DELL | PowerVault MD3860i | E08J | ,E08J, | Block I/O | Online 3 | No | Scale-Up Storage | Dell | MD38 Series | DPN 014Y4D | RAID | Delta Snapshots,Thin Provisioning | Transaction | Fixed Size Qualification Range | No | No | EQL Real-Time Kernel | 7.02 | No | Active Cooling | No |  | No |  |  | E08J | Single-Output | DELL | Delta TDPS-1760AB B- Rev 01F | TDPS-1760AB B | 1755 | SILVER |  | Other | SDRAM | TOSHIBA MG03SCA100 ; SEAGATE ST1000NM0023 | MG03SCA100 ; ST1000NM0023 | HDD | 3.5 | 7200 | 1000 | 60 |  | 0 | 60 | 2 | 0 | 2 | 0 | No | 12.5 | 5 | 4.3 | 75.1 | [48 empty] | 2014-02-28 | 2014-05-01 | United States, Switzerland, Taiwan, Japan, Canada | ES_29573_E08J_20144114142711_9030929
2212689 | 0 | 2014-01-15 | 2014-05-30 | Yes | Delta Snapshots | Flexible Size Qualification Range | Active Cooling | 725W | 80 PLUS Silver Level, 230V International | HDD | 3.5 | 7200 | 2000 | 12 | 0 | 0 | 12 | 2 | 1 | 2 | 1 | No | 12.91 | 3.45 | 6.6 | 82.61 | 2212689 |  | NetApp, Inc. | NetApp, Inc | NetApp, E-Series, E2712, 6 to 24 7.2K drives total | E2712 (3650) |  | Block I/O | Online 3 | Yes | Scale-Up Storage | NetApp | NetApp, E-Series, E2712, minimum config (config 1), HDD 2TB 7.2K, 12G SAS, dual 27xx controllers, dual power/cooling | E27xx | RAID | Delta Snapshots | Capacity,Transaction | Flexible Size Qualification Range | No |  | Illinois | 08.10.05.00 | No | Active Cooling | Yes | user-selectable | No |  |  | E2712 (3650) | Multi Output | Delta Electronics, Inc. | TDPS-725 AB A | TDPS-725 AB A | 725W | 80 PLUS Silver Level, 230V International |  |  |  | NetApp, E-Series, E2712, optimal (config 2), HDD 2TB 7.2K, 12G SAS, dual 27xx controllers, dual power/cooling | E2712 (3650) | HDD | 3.5 | 7200 | 2000 | 12 |  | 0 | 12 | 2 | 1 | 2 | 1 | No | 12.91 | 3.45 | 6.6 | 82.61 | [22 empty] | E2712 (3650) | Multi Output | Delta Electronics, Inc. | TDPS-725 AB A | TDPS-725 AB A | 725W | 80 PLUS Silver Level, 230V International |  |  |  | NetApp, E-Series, E2712, optimal (config 2), HDD 2TB 7.2K, 12G SAS, dual 27xx controllers, dual power/cooling | E2712 (3650) | HDD | 3.5 inch | 7.2K | 2000GB | 12 |  | 0 | 12 | 2 | 1 | 2 | 1 | No | 82.61 | 2014-01-15 | 2014-05-30 | United States, Switzerland, Taiwan, Japan, Canada | ES_1093185_E2712 (3650)_06092014173320_5200962
2212692 | 0 | 2014-01-15 | 2014-05-30 | Yes | Delta Snapshots | Flexible Size Qualification Range | Active Cooling | 1755W | 80 PLUS Silver Level, 230V International | HDD | 3.5 | 7200 | 2000 | 60 | 0 | 0 | 60 | 2 | 1 | 2 | 1 | No | 18.9 | 4.48 | 10.47 | 149.6 | 2212692 |  | NetApp, Inc. | NetApp, Inc | NetApp, E-Series, E2760, 20 to 120 7.2K drives | E2760 (6600) |  | Block I/O | Online 3 | Yes | Scale-Up Storage | NetApp | NetApp, E-Series, E2760, minimum config (config 10),HDD 2TB 12G SAS, dual 27xx controllers, dual power/cooling | E27xx | RAID | Delta Snapshots | Capacity,Transaction | Flexible Size Qualification Range | No |  | Illinois | 08.10.05.00 | No | Active Cooling | Yes | user-selectable | No |  |  | E2760 (6600) | Multi Output | Delta Electronics, Inc. | TDPS-1760 AB A | TDPS-1760 AB A | 1755W | 80 PLUS Silver Level, 230V International |  |  |  | NetApp, E-Series, E2760, optimal (config 11), HDD 2TB 12G SAS, dual 27xx controllers, dual power/cooling | E2760 (6600) | HDD | 3.5 | 7200 | 2000 | 60 |  | 0 | 60 | 2 | 1 | 2 | 1 | No | 18.9 | 4.48 | 10.47 | 149.6 | [22 empty] | E2760 (6600) | Multi Output | Delta Electronics, Inc. | TDPS-1760 AB A | TDPS-1760 AB A | 1755W | 80 PLUS Silver Level, 230V International |  |  |  | NetApp, E-Series, E2760, optimal (config 11), HDD 2TB 12G SAS, dual 27xx controllers, dual power/cooling | E2760 (6600) | HDD | 3.5 inch | 7.2K | 2000GB | 60 |  | 0 | 60 | 2 | 1 | 2 | 1 | No | 149.6 | 2014-01-15 | 2014-05-30 | United States, Switzerland, Taiwan, Japan, Canada | ES_1093185_E2760 (6600)_06092014181053_7453319
2212693 | 0 | 2014-01-15 | 2014-05-30 | Yes | Delta Snapshots | Flexible Size Qualification Range | Active Cooling | 725W | 80 PLUS Silver Level, 230V International | HDD | 3.5 | 7200 | 2000 | 12 | 0 | 0 | 12 | 2 | 1 | 2 | 1 | No | 14.42 | 3.14 | 6.3 | 76.38 | 2212693 |  | NetApp, Inc. | NetApp, Inc | NetApp, E-Series, E5512, 6 to 24 7.2K drives | E5512 (3650) |  | Block I/O | Online 3 | Yes | Scale-Up Storage | NetApp | NetApp, E-Series, E5512, minimum config (config 13), HDD 2TB 7.2K, 6G SAS, dual 55xx controllers, dual power/cooling | E55xx | RAID | Delta Snapshots | Capacity,Transaction | Flexible Size Qualification Range | No |  | Illinois | 08.10.05.00 | No | Active Cooling | Yes | user-selectable | No |  |  | E5512 (3650) | Multi Output | Delta Electronics, Inc. | TDPS-725 AB A | TDPS-725 AB A | 725W | 80 PLUS Silver Level, 230V International |  |  |  | NetApp, E-Series, E5512, optimal (config 14), HDD 2TB 7.2K, 6G SAS, dual 55xx controllers, dual power/cooling | E5512 (3650) | HDD | 3.5 | 7200 | 2000 | 12 |  | 0 | 12 | 2 | 1 | 2 | 1 | No | 14.42 | 3.14 | 6.3 | 76.38 | [22 empty] | E5512 (3650) | Multi Output | Delta Electronics, Inc. | TDPS-725 AB A | TDPS-725 AB A | 725W | 80 PLUS Silver Level, 230V International |  |  |  | NetApp, E-Series, E5512, optimal (config 14), HDD 2TB 7.2K, 6G SAS, dual 55xx controllers, dual power/cooling | E5512 (3650) | HDD | 3.5 inch | 7.2K | 2000GB | 12 |  | 0 | 12 | 2 | 1 | 2 | 1 | No | 76.38 | 2014-01-15 | 2014-05-30 | United States, Switzerland, Taiwan, Japan, Canada | ES_1093185_E5512 (3650)_06092014181528_7728976
2212695 | 0 | 2014-01-15 | 2014-05-30 | Yes | Delta Snapshots | Flexible Size Qualification Range | Active Cooling | 1755W | 80 PLUS Silver Level, 230V International | HDD | 3.5 | 7200 | 2000 | 60 | 0 | 0 | 60 | 2 | 1 | 2 | 1 | No | 13.97 | 4.6 | 11.72 | 145.25 | 2212695 |  | NetApp, Inc. | NetApp, Inc | NetApp, E-Series, E5560, 20 to 120 7.2K drives | E5560 (6600) |  | Block I/O | Online 3 | Yes | Scale-Up Storage | NetApp | NetApp, E-Series, E5560, minimum config (config 22),HDD 2TB 6G SAS, dual 55xx controllers, dual power/cooling | E55xx | RAID | Delta Snapshots | Capacity,Transaction | Flexible Size Qualification Range | No |  | Illinois | 08.10.05.00 | No | Active Cooling | Yes | user-selectable | No |  |  | E5560 (6600) | Multi Output | Delta Electronics, Inc. | TDPS-1760 AB A | TDPS-1760 AB A | 1755W | 80 PLUS Silver Level, 230V International |  |  |  | NetApp, E-Series, E5560, optimal (config 23), HDD 2TB 6G SAS, dual 55xx controllers, dual power/cooling | E5560 (6600) | HDD | 3.5 | 7200 | 2000 | 60 |  | 0 | 60 | 2 | 1 | 2 | 1 | No | 13.97 | 4.6 | 11.72 | 145.25 | [22 empty] | E5560 (6600) | Multi Output | Delta Electronics, Inc. | TDPS-1760 AB A | TDPS-1760 AB A | 1755W | 80 PLUS Silver Level, 230V International |  |  |  | NetApp, E-Series, E5560, optimal (config 23), HDD 2TB 6G SAS, dual 55xx controllers, dual power/cooling | E5560 (6600) | HDD | 3.5 inch | 7.2K | 2000GB | 60 |  | 0 | 60 | 2 | 1 | 2 | 1 | No | 145.25 | 2014-01-15 | 2014-05-30 | United States, Switzerland, Taiwan, Japan, Canada | ES_1093185_E5560 (6600)_06092014183916_9156461
2250083 | 0 | 2014-11-19 | 2015-10-12 | Yes | Delta Snapshots,Thin Provisioning | Flexible Size Qualification Range | Active Cooling | 1755W | 80 PLUS Silver Level, 230V International | HDD | 3.5 | 7200 | 2000 | 60 | 0 | 0 | 60 | 2 | 1 | 2 | 1 | No | 13.97 | 4.6 | 11.72 | 145.25 | 2250083 |  | Veritas Technologies LLC | Veritas | NetBackup 5330, all interfaces, dual power/cooling/controllers | NetBackup 5330 | ,Velocity 7330,Velocity 7330 is identical to NetBackup 5330 except for model designations | Block I/O | Online 3 | Yes | Scale-Up Storage | NetApp | NetApp, E-Series, E5560, minimum config (config 22),Â HDD 2TB 6G SAS, dual 55xx controllers, dual power/cooling | E55xx | RAID | Delta Snapshots,Thin Provisioning | Capacity,Transaction | Flexible Size Qualification Range | No | No | Illinois | 08.10.05.00 | No | Active Cooling | No | user-selectable | No |  |  | E5560 (6600) | Multi Output | Delta Electronics, Inc. | TDPS-1760 AB A | TDPS-1760 AB A | 1755W | 80 PLUS Silver Level, 230V International |  |  |  | NetApp, E-Series, E5560, optimal (config 23), HDD 2TB 6G SAS, dual 55xx controllers, dual power/cooling | E5560 (6600) | HDD | 3.5 | 7200 | 2000 | 60 |  | 0 | 60 | 2 | 1 | 2 | 1 | No | 13.97 | 4.6 | 11.72 | 145.25 | [22 empty] | E5560 (6600) | Multi Output | Delta Electronics, Inc. | TDPS-1760 AB A | TDPS-1760 AB A | 1755W | 80 PLUS Silver Level, 230V International |  |  |  | NetApp, E-Series, E5560, optimal (config 23), HDD 2TB 6G SAS, dual 55xx controllers, dual power/cooling | E5560 (6600) | HDD | 3.5 inch | 7.2K | 2000GB | 60 |  | 0 | 60 | 2 | 1 | 2 | 1 | No | 145.25 | 2014-11-19 | 2015-10-12 | United States, Switzerland, Taiwan, Japan, Canada | ES_1088549_NetBackup 5330_10122015172148_0508345
2238816 | 0 | 2015-05-06 | 2014-04-06 | Yes | Delta Snapshots,Thin Provisioning | Fixed Size Qualification Range | Active Cooling | 2800 | Gold | HDD | 3.5 | 7200 | 4000 | 84 | 0 | 0 | 84 | 2 | 1 | 2 | 1 | No | 14.1 | 5.4 | 8 | 285.7 | 2238816 |  | Dell Inc. | DELL | PS6610E | E11J |  | Block I/O | Online 3 | Yes | Scale-Out Storage | Dell EqualLogic | Module 18 | Module 18 | RAID | Delta Snapshots,Thin Provisioning | Transaction | Fixed Size Qualification Range | Yes | No | EQL Real-Time Kernel | 7.02 | No | Active Cooling | No |  | No |  |  | E11J | Single-Output | Seagate | Seagate UD-PSU01-2800-AC | UD-PSU01-2800-AC | 2800 | Gold |  |  |  | Dell Enterprise Plus | ST4000NM0023 | HDD | 3.5 | 7200 | 4000 | 84 |  | 0 | 84 | 2 | 1 | 2 | 1 | No | 14.1 | 5.4 | 8 | 285.7 | [48 empty] | 2015-05-06 | 2014-04-06 | United States, Switzerland, Taiwan, Japan, Canada | ES_29573_E11J_20154106163801_1807438
2304628 | 0 | 2017-10-10 | 2017-10-06 | Yes | Delta Snapshots,Thin Provisioning,Compression | Fixed Size Qualification Range | Active Cooling | 1100;1600 | Platinum;Silver | HDD | 3.5 | 7200 | 4000 | 30 | 1 | 0 | 30 | 2 | 1 | 2 | 1 | No | 5.5 | 2.24 | 1.4 | 121.2 | 2304628 |  | Dell Inc. | Dell EMC | E31S | SC9000 with SC460 | CYAE,SC9000 with SC460, | Block I/O | Online 3 | Yes | Scale-Up Storage | Dell Technologies | E31S | SC9000 | RAID | Delta Snapshots,Thin Provisioning,Compression | Transaction | Fixed Size Qualification Range | Yes | No | SCOS Environment | R07.02.11.004 | No | Active Cooling | No |  | No |  |  | SC9000 with SC460 | Single-Output;Single-Output | Dell;Dell | D1100E-S0;700-013484-0001 | DH1485E-S1;700-013484-0001 | 1100;1600 | Platinum;Silver |  | DRAM |  | Dell Enterprise Performance ST4000NM0025 | Dell/PN V9M9K | HDD | 3.5 | 7200 | 4000 | 30 | 1 | 0 | 30 | 2 | 1 | 2 | 1 | No | 5.5 | 2.24 | 1.4 | 121.2 | [48 empty] | 2017-10-10 | 2017-10-06 | United States, Switzerland, Taiwan, Japan, Canada | ES_29573_SC9000 with SC460_10062017133922_4096253
2277274 | 0 | 2016-02-16 | 2016-08-25 | Yes | Thin Provisioning | Fixed Size Qualification Range | Active Cooling | 736 | Silver | HDD | 3.5 | 7200 | 4096 | 36 | 100 | 0 | 36 | 2 | 1 | 6 | 3 | No | 8.36 | 4.66 | 2.16 | 588.09 | 2277274 |  | IBM Corporation | IBM | V5030 | 2078-312 | Storwize V5030,2078-12F, | Block I/O | Online 3 | Yes | Scale-Up Storage | IBM | Storwize | 2078-312 | RAID 5 | Thin Provisioning | Transaction | Fixed Size Qualification Range | Yes | No | AIX | 7.1 | No | Active Cooling | Yes | user-selectable | Yes | user-selectable |  | 2078-312 | Single-Output | Delta Electronics | TDPS-800BB A | N/A | 736 | Silver |  | DRAM |  | Storwize | 2078-312; 2078-12F | HDD | 3.5 | 7200 | 4096 | 36 | 100 | 0 | 36 | 2 | 1 | 6 | 3 | No | 8.36 | 4.66 | 2.16 | 588.09 | [48 empty] | 2016-02-16 | 2016-08-25 | United States, Switzerland, Taiwan, Japan, Canada | ES_40266_2078-312_08312016114851_2618939
2284573 | 0 | 2016-02-16 | 2016-09-02 | Yes | Thin Provisioning | Fixed Size Qualification Range | Active Cooling | 736 | Silver | HDD | 3.5 | 7200 | 4096 | 36 | 100 | 0 | 36 | 2 | 1 | 6 | 3 | No | 8.36 | 4.66 | 2.16 | 588.09 | 2284573 |  | Lenovo Group Limited | Lenovo | V5030 | 6535-HC7 | ,6536-HC7,; V3700 V2,6536-HC3, | Block I/O | Online 3 | Yes | Scale-Up Storage | IBM | Storwize | 2078-312 | RAID 5 | Thin Provisioning | Transaction | Fixed Size Qualification Range | Yes | No | AIX | 7.1 | No | Active Cooling | Yes | user-selectable | Yes | user-selectable |  | 2078-312 | Single-Output | Delta Electronics | TDPS-800BB A | N/A | 736 | Silver |  | DRAM |  | Storwize | 2078-312; 2078-12F | HDD | 3.5 | 7200 | 4096 | 36 | 100 | 0 | 36 | 2 | 1 | 6 | 3 | No | 8.36 | 4.66 | 2.16 | 588.09 | [48 empty] | 2016-02-16 | 2016-09-02 | United States, Switzerland, Taiwan, Japan, Canada | ES_1037540_6536-HC3_11212016082104_5286557
2301904 | 0 | 2017-08-29 | 2017-08-09 | Yes | Delta Snapshots,Thin Provisioning,Compression | Fixed Size Qualification Range | Active Cooling | 1378;600 | Gold;Silver | HDD | 3.5 | 7200 | 8000 | 40 | 0 | 0 | 40 | 2 | 1 | 2 | 1 | No | 13.1 | 3.17 | 4.61 | 480.54 | 2301904 |  | Dell Inc. | Dell EMC | E03T | SCv3000 with SC400 | E03J,SCv3000 with SC400, | Block I/O | Online 3 | Yes | Scale-Up Storage | Dell Technologies | E03T | SCv3000 | RAID | Delta Snapshots,Thin Provisioning,Compression | Transaction | Fixed Size Qualification Range | Yes | Yes | SCOS Environment | R07.02.01.139 | No | Active Cooling | No |  | No |  |  | SCv3000 with SC400 | Single-Output;Single-Output | Delta;Dell | L1378E-S0;H600E-S0 | L1378E-S0;H600E-S0 | 1378;600 | Gold;Silver |  | DRAM |  | Dell Enterprise Plus HUH721008AL4200 | Dell/PN NHF9H | HDD | 3.5 | 7200 | 8000 | 40 |  | 0 | 40 | 2 | 1 | 2 | 1 | No | 13.1 | 3.17 | 4.61 | 480.54 | [48 empty] | 2017-08-29 | 2017-08-09 | United States, Switzerland, Taiwan, Japan, Canada | ES_29573_SCv3000 with SC400_08092017140633_2511103
2309453 | 0 | 2016-07-01 | 2018-01-22 | Yes | Delta Snapshots,Thin Provisioning | Fixed Size Qualification Range | Active Cooling | 913 | 0 | HDD | 3.5 | 7200 | 8000 | 12 | 1 | 0 | 12 | 2 | 1 | 2 | 1 | No | 7.2 | 2.5 | 5 | 276.4 | 2309453 |  | NetApp, Inc. | NetApp, Inc. | E2800 Series (E-Series) | E2812 |  | Block I/O | Online 3 | Yes | Scale-Up Storage | NetApp | NetApp E2800 | E2800 | RAID | Delta Snapshots,Thin Provisioning | Capacity,Transaction | Fixed Size Qualification Range | Yes | No | NetApp E-Series SANtricity | 08.40.00.00 | No | Active Cooling | No |  | No |  |  |  | Multi-Output | Delta Electronics | TDPS-900AB A | TDPS-900AB A | 913 |  |  |  |  | SEAGATE ST8000NM0085 | ST8000NM0085 | HDD | 3.5 | 7200 | 8000 | 12 | 1 | 0 | 12 | 2 | 1 | 2 | 1 | No | 7.2 | 2.5 | 5 | 276.4 | [48 empty] | 2016-07-01 | 2018-01-22 | United States, Switzerland, Taiwan, Japan, Canada | ES_1093185_E2812_20180124083723_5985458
2309454 | 0 | 2016-07-01 | 2018-01-22 | Yes | Delta Snapshots,Thin Provisioning | Fixed Size Qualification Range | Active Cooling | 2325 | 0 | HDD | 3.5 | 7200 | 8000 | 60 | 1 | 0 | 60 | 2 | 1 | 2 | 1 | No | 16.6 | 3.4 | 5.8 | 420.4 | 2309454 |  | NetApp, Inc. | NetApp, Inc. | E2800 Series (E-Series) | E2860 |  | Block I/O | Online 3 | Yes | Scale-Up Storage | NetApp | NetApp E2800 | E2800 | RAID | Delta Snapshots,Thin Provisioning | Capacity,Transaction | Fixed Size Qualification Range | Yes | No | NetApp E-Series SANtricity | 08.40.00.00 | No | Active Cooling | No |  | No |  |  |  | Multi-Output | Delta Electronics | Delta TDPS-2325AB | TDPS-2325AB | 2325 |  |  |  |  | SEAGATE ST8000NM0075 | ST8000NM0075 | HDD | 3.5 | 7200 | 8000 | 60 | 1 | 0 | 60 | 2 | 1 | 2 | 1 | No | 16.6 | 3.4 | 5.8 | 420.4 | [48 empty] | 2016-07-01 | 2018-01-22 | United States, Switzerland, Taiwan, Japan, Canada | ES_1093185_E2860_20180124085741_2963494
2309463 | 0 | 2016-07-01 | 2018-01-22 | Yes | Delta Snapshots,Thin Provisioning | Fixed Size Qualification Range | Active Cooling | 2325 | 0 | HDD | 3.5 | 7200 | 10000 | 60 | 1 | 0 | 60 | 2 | 1 | 2 | 1 | No | 14.2 | 5.4 | 17.4 | 643 | 2309463 |  | NetApp, Inc. | NetApp, Inc. | E5700 Series (E-Series) | E5760 |  | Block I/O | Online 3 | Yes | Scale-Up Storage | NetApp | NetApp E5700 | E5700 | RAID | Delta Snapshots,Thin Provisioning | Capacity,Transaction | Fixed Size Qualification Range | Yes | No | NetApp E-Series SANtricity | 08.40.00.00 | No | Active Cooling | No |  | No |  |  |  | Multi-Output | Delta Electronics | Delta TDPS-2325AB | TDPS-2325AB | 2325 |  |  |  |  | SEAGATE ST10000NM0096 | ST10000NM0096 | HDD | 3.5 | 7200 | 10000 | 60 | 1 | 0 | 60 | 2 | 1 | 2 | 1 | No | 14.2 | 5.4 | 17.4 | 643 | [48 empty] | 2016-07-01 | 2018-01-22 | United States, Switzerland, Taiwan, Japan, Canada | ES_1093185_E5760_20180124100020_1089022
2212733 | B | 2012-06-01 | 2013-12-16 | No | Delta Snapshots,Thin Provisioning | Fixed Size Qualification Range | Active Cooling | 750 | platinum | HDD | 3.5 | 10000 | 0 | 24 | 0 | 0 | 24 | 2 | 0 | 2 | 0 | No | 1.2 | 6.6 | 1 | 22.9 | 2212733 | B | Dell Inc. | DELL | SC8000SC220 | E14S | SC8000SC220,E14S,10K RPM Storage Media Configuration; SC8000SC220,E14S,15K RPM Storage Media Configuration; SC8000SC220,E14S,7.2K RPM Storage Media Configuration | Block I/O | Online 3 | No | Scale-Up Storage | Dell | Compellent SC8000 | SC8000 | RAID | Delta Snapshots,Thin Provisioning | Transaction | Fixed Size Qualification Range | No | No | EQL Real-Time Kernel | 7.02 | No | Active Cooling | No |  | No |  |  | E14S | Single-Output | DELL | Dell D750E-S1 | D750E-S1 | 750 | platinum |  |  | SDRAM | Savvio 15K.3 | ST9300653SS | HDD | 3.5 | 10000 |  | 24 |  | 0 | 24 | 2 | 0 | 2 | 0 | No | 1.2 | 6.6 | 1 | 22.9 | Hard Disk Drive (HDD) | 3.5 inch | 10000 |  | 24 | Physical |  | 1.2 | 6.6 | 1 | 22.9 | Hard Disk Drive (HDD) | 2.5 inch | 7200 |  | 24 | Physical | No | 3.3 | 1.2 | 2.9 | 36.8 | [26 empty] | 2012-06-01 | 2013-12-16 | United States, Switzerland, Taiwan, Japan, Canada | ES_29573_E14S_20145112094334_3700784
2283547 | 0 | 2016-07-20 | 2016-08-16 | Yes | Delta Snapshots,Thin Provisioning | Fixed Size Qualification Range | Active Cooling | 600 | Silver | HDD | 3.5 | 15000 | 300 | 88 | 1 | 0 | 88 | 2 | 1 | 2 | 1 | No | 30.5 | 22.7 | 10.9 | 25.5 | 2283547 |  | Dell Inc. | DELL | SC7020 with SC420 | E03T, E04J | SC7020 with SC420,E03T, | Block I/O | Online 3 | Yes | Scale-Up Storage | Dell | Dell SC7020 | Dell SC7020 | RAID | Delta Snapshots,Thin Provisioning | Transaction | Fixed Size Qualification Range | Yes | No | EQL Real-Time Kernel | 7.02 | No | Active Cooling | No |  | No |  |  |  | Single-Output | Dell | Dell H600E-S0 | Dell H600E-S0 | 600 | Silver |  |  |  | Dell Enterprise Perfomance ST300MP0005 | GM1R8 | HDD | 3.5 | 15000 | 300 | 88 | 1 | 0 | 88 | 2 | 1 | 2 | 1 | No | 30.5 | 22.7 | 10.9 | 25.5 | [48 empty] | 2016-07-20 | 2016-08-16 | United States, Switzerland, Taiwan, Japan, Canada | ES_29573_E03T, E04J_20160107152432_965471
2206027 | 0 | 2012-06-01 | 2013-12-04 | Yes | Delta Snapshots,Thin Provisioning | Fixed Size Qualification Range | Active Cooling | 1080 | Gold | HDD | 3.5 | 15000 | 600 | 24 | 6;18 | 0 | 24 | 2 | 1 | 2 | 1 | No | 10.3 | 14 | 13.1 | 7.3 | 2206027 |  | Dell Inc. | DELL | PS6100XV | E05J |  | Block I/O | Online 3 | Yes | Scale-Out Storage | Dell EqualLogic | Green-Module 11 | Module 11 | RAID | Delta Snapshots,Thin Provisioning | Transaction | Fixed Size Qualification Range | Yes | No | EQL Real-Time Kernel | 7.02 | No | Active Cooling | No |  | No |  |  | E05J | Single-Output | DELL | DELL D1080E-SO | D1080E-SO | 1080 | Gold |  |  |  | Dell Enterprise Plus | HUS156060VLS600 ; ST3600057SS Cheetah 15K.7 | HDD | 3.5 | 15000 | 600 | 24 | 6;18 | 0 | 24 | 2 | 1 | 2 | 1 | No | 10.3 | 14 | 13.1 | 7.3 | [48 empty] | 2012-06-01 | 2013-12-04 | United States, Switzerland, Taiwan, Japan, Canada | ES_29573_E05J_20142113105217_5095848
2206065 | 0 | 2012-06-01 | 2013-12-04 | Yes | Delta Snapshots,Thin Provisioning | Fixed Size Qualification Range | Active Cooling | 1080 | GOLD | HDD | 3.5 | 15000 | 600 | 24 | 6;18 | 0 | 24 | 2 | 1 | 2 | 1 | No | 19.3 | 10.9 | 12.2 | 6.8 | 2206065 |  | Dell Inc. | DELL | PS6210XV | E05J |  | Block I/O | Online 3 | Yes | Scale-Out Storage | Dell EqualLogic | Green-Module 15 | Module 15 | RAID | Delta Snapshots,Thin Provisioning | Transaction | Fixed Size Qualification Range | Yes | No | EQL Real-Time Kernel | 7.02 | No | Active Cooling | No |  | No |  |  | E05J | Single-Output | DELL | DELL D1080E-S0 | D1080E-S0 | 1080 | GOLD |  |  |  | Dell Enterprise Plus | HUS156060VLS600;ST3600057SS Cheetah 15K.7 | HDD | 3.5 | 15000 | 600 | 24 | 6;18 | 0 | 24 | 2 | 1 | 2 | 1 | No | 19.3 | 10.9 | 12.2 | 6.8 | [48 empty] | 2012-06-01 | 2013-12-04 | United States, Switzerland, Taiwan, Japan, Canada | ES_29573_E05J_20142113161633_3796994
2206733 | 0 | 2012-06-01 | 2013-12-04 | Yes | Delta Snapshots,Thin Provisioning | Fixed Size Qualification Range | Active Cooling | 700 | Silver | HDD | 3.5 | 15000 | 600 | 24 | 0 | 0 | 24 | 2 | 1 | 2 | 1 | No | 25.7 | 22.8 | 18.2 | 2.7 | 2206733 |  | Dell Inc. | DELL | PS4110XV | E04J |  | Block I/O | Online 3 | Yes | Scale-Out Storage | Dell EqualLogic | Yellow-Module 17 | Module 17 | RAID | Delta Snapshots,Thin Provisioning | Transaction | Fixed Size Qualification Range | Yes | No | EQL Real-Time Kernel | 7.02 | No | Active Cooling | No |  | No |  |  | E04J | Single-Output | DELL | DELL L700E-SO | L700E-SO | 700 | Silver |  |  |  | Dell Enterprise Plus | 5000C50043055834 | HDD | 3.5 | 15000 | 600 | 24 |  | 0 | 24 | 2 | 1 | 2 | 1 | No | 25.7 | 22.8 | 18.2 | 2.7 | [48 empty] | 2012-06-01 | 2013-12-04 | United States, Switzerland, Taiwan, Japan, Canada | ES_29573_E04J_20142111142225_1271303
2252091 | 0 | 2015-10-30 | 2015-10-26 | Yes | Delta Snapshots,Thin Provisioning | Fixed Size Qualification Range | Active Cooling | 1100 | Platinum | HDD | 3.5 | 15000 | 600 | 24 | 0 | 0 | 24 | 2 | 1 | 2 | 1 | No | 13 | 8.2 | 4.4 | 17.5 | 2252091 |  | Dell Inc. | DELL | SC9000 | E31S |  | Block I/O | Online 3 | Yes | Scale-Up Storage | Dell Compellent | Dell Compellent SC9000 | Compellent SC9000 | RAID | Delta Snapshots,Thin Provisioning | Transaction | Fixed Size Qualification Range | Yes | No | EQL Real-Time Kernel | 7.02 | No | Active Cooling | No |  | No |  |  | E31S | Single-Output | Dell | Dell L1100E-S0 | L1100E-S0 | 1100 | Platinum |  |  |  | Dell Enterprise Perfomance | ST600MP0005 | HDD | 3.5 | 15000 | 600 | 24 |  | 0 | 24 | 2 | 1 | 2 | 1 | No | 13 | 8.2 | 4.4 | 17.5 | [48 empty] | 2015-10-30 | 2015-10-26 | United States, Switzerland, Taiwan, Japan, Canada | ES_29573_E31S_20150106144937_6457911
2283534 | 0 | 2016-07-20 | 2016-08-16 | Yes | Delta Snapshots,Thin Provisioning | Fixed Size Qualification Range | Active Cooling | 2800 | Gold | HDD | 3.5 | 15000;7200 | 300:4000 | 72 | 30;42 | 0 | 72 | 2 | 1 | 2 | 1 | No | 7.8 | 3.9 | 1.8 | 1.3 | 2283534 |  | Dell Inc. | DELL | SC7020 with SC280 | E03T, SP-2584 |  | Block I/O | Online 3 | Yes | Scale-Up Storage | Dell | Dell SC7020 | Dell SC7020 | RAID | Delta Snapshots,Thin Provisioning | Transaction | Fixed Size Qualification Range | Yes | No | EQL Real-Time Kernel | 7.02 | No | Active Cooling | No |  | No |  |  |  | Single-Output | Dell | Dell 083H47 | Dell 083H47 | 2800 | Gold |  |  |  | Dell Enterprise Plus | ST300MP0005; ST4000NM0023 | HDD | 3.5 | 15000;7200 | 300:4000 | 72 | 30;42 | 0 | 72 | 2 | 1 | 2 | 1 | No | 7.8 | 3.9 | 1.8 | 1.3 | [48 empty] | 2016-07-20 | 2016-08-16 | United States, Switzerland, Taiwan, Japan, Canada | ES_29573_E03T, SP-2584_20160107142732_9828600
2283545 | 0 | 2016-07-20 | 2016-08-16 | Yes | Delta Snapshots,Thin Provisioning | Fixed Size Qualification Range | Active Cooling | 600 | Silver | HDD | 3.5 | 15000;7200 | 600:4000 | 42 | 30;12 | 0 | 42 | 2 | 1 | 2 | 1 | No | 7.9 | 4.7 | 2 | 74.6 | 2283545 |  | Dell Inc. | DELL | SC7020 with SC400 | E03T, E03J | SC7020 with SC400,E03T, | Block I/O | Online 3 | Yes | Scale-Up Storage | Dell | Dell SC7020 | Dell SC7020 | RAID | Delta Snapshots,Thin Provisioning | Transaction | Fixed Size Qualification Range | Yes | No | EQL Real-Time Kernel | 7.02 | No | Active Cooling | No |  | No |  |  |  | Single-Output | Dell | Dell H600E-S0 | Dell H600E-S0 | 600 | Silver |  |  |  | Dell Enterprise Perfomance ST300MP0005 | G6C6C; 25N64 | HDD | 3.5 | 15000;7200 | 600:4000 | 42 | 30;12 | 0 | 42 | 2 | 1 | 2 | 1 | No | 7.9 | 4.7 | 2 | 74.6 | [48 empty] | 2016-07-20 | 2016-08-16 | United States, Switzerland, Taiwan, Japan, Canada | ES_29573_E03T, E03J_20160107143340_8694097
2244681 | 0 | 2015-03-18 | 2015-07-29 | Yes | Data Deduplication,Thin Provisioning,Compression | Fixed Size Qualification Range | Active Cooling | 750 | Yes | HDD | 1U | 7200 | 64 | 0 | 0 | 0 | 4 | 1 | 0 | 2 | 0 | Yes | 4.6 | 3.97 | 1.4 | 36.49 | 2244681 |  | Lenovo Group Limited | Lenovo | Storage N3310 | 70FX, 70FY |  | Block I/O and Network Attached Storage (NAS) | Online 3 | Yes | Scale-Up Storage | LSI | LSISAS3108 | LSISAS3108 | RAID 0, 1, 5, 6, 10, 50, 60 | Data Deduplication,Thin Provisioning,Compression | Transaction | Fixed Size Qualification Range | Yes | No | storage server 2012 | storage server 2012 | No | Active Cooling | Yes | 60s | No |  |  | 70FX | DPS-750AB-21 A | Delta Electronics, Inc. | DPS-750AB-21 A | DPS-750AB-21 A | 750 | Yes |  | Other |  | N3310 | 70FX | HDD | 1U | 7200 | 64 |  |  | 0 | 4 | 1 | 0 | 2 | 0 | Yes | 4.6 | 3.97 | 1.4 | 36.49 | [48 empty] | 2015-03-18 | 2015-07-29 | United States, Switzerland, Taiwan, Japan, Canada | ES_1037540_70FX 70FY_07302015141501_7216031
2303933 | 0 | 2017-09-26 | 2017-09-25 | Yes | Delta Snapshots,Thin Provisioning,Compression | Fixed Size Qualification Range | Active Cooling | 1378;1600 | Gold | HDD | 2.5,3.5 | 10K,7.2k | 900;4000 | 60 | 1 | 0 | 60 | 2 | 1 | 2 | 1 | Yes | 6.52 | 5.07 | 0.74 | 174.2 | 2303933 |  | Dell Inc. | Dell EMC | E03T | SCv3020 with SCv360 | CYAE,SCv3020 with SCv360, | Block I/O | Online 3 | Yes | Scale-Up Storage | Dell Technologies | E03T | SCv3020 | RAID | Delta Snapshots,Thin Provisioning,Compression | Transaction | Fixed Size Qualification Range | Yes | Yes | SCOS Environment | R07.02.11.004 | No | Active Cooling | No |  | No |  |  | SCv3020 with SCv360 | Single-Output;Single-Output | Delta;ARTESYN | L1378E-S0;700-013484-0001 | L1378E-S0;700-013484-0001 | 1378;1600 | Gold |  | DRAM | DRAM | Dell Enterprise Performance ST900MM0168;Dell Enterprise Performance ST4000NM0025 | Dell/PN F4VMK;V9M9K | HDD | 2.5,3.5 | 10K,7.2k | 900;4000 | 60 | 1 | 0 | 60 | 2 | 1 | 2 | 1 | Yes | 6.52 | 5.07 | 0.74 | 174.2 | [48 empty] | 2017-09-26 | 2017-09-25 | United States, Switzerland, Taiwan, Japan, Canada | ES_29573_SCv3020 with SCv360_09252017143259_8113301
2304478 | 0 | 2017-10-10 | 2017-10-03 | Yes | Delta Snapshots,Thin Provisioning,Compression | Fixed Size Qualification Range | Active Cooling | 1378;1600 | Gold;Gold | HDD | 2.5;3.5 | 10000;7200 | 900;4000 | 60 | 0 | 0 | 60 | 2 | 1 | 2 | 1 | No | 13.36 | 6.1 | 2.91 | 167.2 | 2304478 |  | Dell Inc. | Dell EMC | E03T | SC5020 with SC460 | CYAE,SC5020 with SC460, | Block I/O | Online 3 | Yes | Scale-Up Storage | Dell Technologies | E03T | SC5020 | RAID | Delta Snapshots,Thin Provisioning,Compression | Transaction | Fixed Size Qualification Range | Yes | Yes | SCOS Environment | R07.02.11.004 | No | Active Cooling | No |  | No |  |  | SC5020 with SC460 | Single-Output;Single-Output | Delta;ARTESYN | L1378E-S0;700-013484-0001 | L1378E-S0;700-013484-0001 | 1378;1600 | Gold;Gold |  | DRAM |  | Dell Enterprise Performance ST900MM0168;Dell Enterprise Performance ST4000NM0025 | Dell/PN F4VMK;V9M9K | HDD | 2.5;3.5 | 10000;7200 | 900;4000 | 60 |  | 0 | 60 | 2 | 1 | 2 | 1 | No | 13.36 | 6.1 | 2.91 | 167.2 | [48 empty] | 2017-10-10 | 2017-10-03 | United States, Switzerland, Taiwan, Japan, Canada | ES_29573_SC5020 with SC460_10032017110743_1790263
2304479 | 0 | 2017-10-10 | 2017-10-03 | Yes | Delta Snapshots,Thin Provisioning,Compression | Fixed Size Qualification Range | Active Cooling | 1485;1600 | Gold;Gold | HDD | 2.5;3.5 | 10000;7200 | 900;4000 | 60 | 1 | 0 | 60 | 2 | 1 | 2 | 1 | Yes | 12.54 | 5.38 | 2.69 | 146.6 | 2304479 |  | Dell Inc. | Dell EMC | E03T | SC7020 with SC460 | CYAE,SC7020 with SC460, | Block I/O | Online 3 | Yes | Scale-Up Storage | Dell Technologies | E03T | SC7020 | RAID | Delta Snapshots,Thin Provisioning,Compression | Transaction | Fixed Size Qualification Range | Yes | Yes | SCOS Environment | R07.02.11.004 | No | Active Cooling | No |  | No |  |  | SC7020 with SC460 | Single-Output;Single-Output | Delta;Artesyn | DH1485E-S1;700-013484-0001 | DH1485E-S1;700-013484-0001 | 1485;1600 | Gold;Gold |  | DRAM |  | Dell Enterprise Performance ST900MM0168;Dell Enterprise Performance ST4000NM0025 | Dell/PN F4VMK;V9M9K | HDD | 2.5;3.5 | 10000;7200 | 900;4000 | 60 | 1 | 0 | 60 | 2 | 1 | 2 | 1 | Yes | 12.54 | 5.38 | 2.69 | 146.6 | [48 empty] | 2017-10-10 | 2017-10-03 | United States, Switzerland, Taiwan, Japan, Canada | ES_29573_SC7020 with SC460_10032017114039_9775995
2300989 | 0 | 2016-07-20 | 2017-07-31 | Yes | Thin Provisioning | Fixed Size Qualification Range | Active Cooling | 2800 | Gold | HDD | 2.5;3.5 | 15000;7200 | 300;4000 | 72 | 30;42 | 0 | 72 | 2 | 1 | 2 | 1 | No | 7.8 | 3.9 | 1.8 | 1.3 | 2300989 |  | Dell Inc. | Dell EMC | E03T | SC7020 with SC280 | SP-2584,SC7020 with SC280, | Block I/O | Online 3 | Yes | Scale-Up Storage | Dell Technologies | E03T, SP-2584 | SC7020 | RAID | Thin Provisioning | Transaction | Fixed Size Qualification Range | Yes | No | EQL Real-Time Kernel | 7.02 | No | Active Cooling | No |  | No |  |  |  | Single-Output | Dell | Dell 083H47 | Dell 083H47 | 2800 | Gold |  |  |  | Dell Enterprise Plus | ST300MP0005; ST4000NM0023 | HDD | 2.5;3.5 | 15000;7200 | 300;4000 | 72 | 30;42 | 0 | 72 | 2 | 1 | 2 | 1 | No | 7.8 | 3.9 | 1.8 | 1.3 | [48 empty] | 2016-07-20 | 2017-07-31 | United States, Switzerland, Taiwan, Japan, Canada | ES_29573_SC7020 with SC280_07312017105449_9307088
2300988 | 0 | 2016-07-20 | 2017-07-31 | Yes | Thin Provisioning | Fixed Size Qualification Range | Active Cooling | 600 | Silver | HDD | 2.5;3.5 | 15000;7200 | 600;4000 | 42 | 30;12 | 0 | 42 | 2 | 1 | 2 | 1 | No | 7.9 | 4.7 | 2 | 74.6 | 2300988 |  | Dell Inc. | Dell EMC | E03T | SC7020 with SC400 | E03J,SC7020 with SC400, | Block I/O | Online 3 | Yes | Scale-Up Storage | Dell Technologies | Dell SC7020 | Dell SC7020 | RAID | Thin Provisioning | Transaction | Fixed Size Qualification Range | Yes | No | EQL Real-Time Kernel | 7.02 | No | Active Cooling | No |  | No |  |  |  | Single-Output | Dell | Dell H600E-S0 | Dell H600E-S0 | 600 | Silver |  |  |  | Dell Enterprise Performance ST300MP0005 | G6C6C;25N64 | HDD | 2.5;3.5 | 15000;7200 | 600;4000 | 42 | 30;12 | 0 | 42 | 2 | 1 | 2 | 1 | No | 7.9 | 4.7 | 2 | 74.6 | [48 empty] | 2016-07-20 | 2017-07-31 | United States, Switzerland, Taiwan, Japan, Canada | ES_29573_SC7020 with SC400_07312017110422_3642142
2303936 | 0 | 2017-09-26 | 2017-09-25 | Yes | Delta Snapshots,Thin Provisioning,Compression | Fixed Size Qualification Range | Active Cooling | 1378;1600 | Gold;Gold | HDD | 2.5;3.5 | 7.2K;7.2K | 8000;4000 | 60 | 1 | 0 | 60 | 2 | 1 | 2 | 1 | Yes | 3.96 | 3.34 | 0.32 | 317.9 | 2303936 |  | Dell Inc. | Dell EMC | E03T | SCv3000 with SCv360 | CYAE,SCv3000 with SCv360, | Block I/O | Online 3 | Yes | Scale-Up Storage | Dell Technologies | E03T | SCv3000 | RAID | Delta Snapshots,Thin Provisioning,Compression | Transaction | Fixed Size Qualification Range | Yes | Yes | SCOS Environment | R07.02.11.004 | No | Active Cooling | No |  | No |  |  |  | Single-Output;Single-Output | Delta;ARTESYN | L1378E-S0;700-013484-0001 | L1378E-S0;700-013484-0001 | 1378;1600 | Gold;Gold |  | DRAM | DRAM | Dell Enterprise Performance ST900MM0168;Dell Enterprise Performance ST4000NM0025 | Dell/PN F4VMK;V9M9K | HDD | 2.5;3.5 | 7.2K;7.2K | 8000;4000 | 60 | 1 | 0 | 60 | 2 | 1 | 2 | 1 | Yes | 3.96 | 3.34 | 0.32 | 317.9 | [48 empty] | 2017-09-26 | 2017-09-25 | United States, Switzerland, Taiwan, Japan, Canada | ES_29573_SCv3000 with SCv360_09252017144812_8519086
2244367 | 0 | 2015-02-15 | 2015-01-23 | No | Data Deduplication,Thin Provisioning,Compression | Fixed Size Qualification Range | Active Cooling | 750 | Yes | HDD | 2U | 7200 | 384 | 0 | 0 | 0 | 12 | 1 | 0 | 2 | 0 | No | 4.88 | 4.49 | 1.48 | 49.9 | 2244367 |  | Lenovo Group Limited | Lenovo | Storage N4610 | 70G0 | Storage N4610,70G0,; Storage N4610,70G1, | Block I/O and Network Attached Storage (NAS) | Online 3 | No | Scale-Up Storage | LSI | LSISAS3108 | LSISAS3108 | RAID 0, 1, 5, 6, 10, 50, 60 | Data Deduplication,Thin Provisioning,Compression | Transaction | Fixed Size Qualification Range | Yes | No | storage server 2012 | storage server 2012 | No | Active Cooling | Yes | 60s | No |  |  | 70G0 | DPS-750AB-21 A | Delta Electronics, Inc. | DPS-750AB-21 A | DPS-750AB-21 A | 750 | Yes |  | Other |  | 70G0 | 70G0 | HDD | 2U | 7200 | 384 |  |  | 0 | 12 | 1 | 0 | 2 | 0 | No | 4.88 | 4.49 | 1.48 | 49.9 | [48 empty] | 2015-02-15 | 2015-01-23 | United States, Switzerland, Taiwan, Japan, Canada | ES_1037540_70G0_01242015014642_4002802
2210329 | 0 | 2014-02-01 | 2014-04-11 | No | Delta Snapshots,Thin Provisioning | Fixed Size Qualification Range | Active Cooling | 600 | SILVER | HDD | 2U | 7200 | 1000 | 12 | 0 | 0 | 12 | 2 | 0 | 2 | 0 | No | 11.4 | 3.9 | 5 | 46.9 | 2210329 |  | Dell Inc. | DELL | PowerVault MD3800f | E03J | PowerVault MD3800i,E03J, | Block I/O | Online 3 | No | Scale-Up Storage | Dell | Dell MD38 Series | DPN 0XCW52 | RAID | Delta Snapshots,Thin Provisioning | Transaction | Fixed Size Qualification Range | No | No | EQL Real-Time Kernel | 7.02 | No | Active Cooling | No |  | No |  |  | E03J | Single-Output | DELL | Dell L600E-S0 | L600E-S0 | 600 | SILVER |  | Other | SDRAM | Constellation ES.3 | ST1000NM0023 | HDD | 2U | 7200 | 1000 | 12 |  | 0 | 12 | 2 | 0 | 2 | 0 | No | 11.4 | 3.9 | 5 | 46.9 | [48 empty] | 2014-02-01 | 2014-04-11 | United States, Switzerland, Taiwan, Japan, Canada | ES_29573_E03J_20144113134546_902619
2210347 | A | 2014-02-28 | 2014-05-01 | No | Delta Snapshots,Thin Provisioning | Fixed Size Qualification Range | Active Cooling | 600 | SILVER | HDD | 2U | 15000 | 146 | 24 | 0 | 0 | 24 | 2 | 0 | 2 | 0 | No | 34.6 | 21.7 | 11.5 | 12 | 2210347 | A | Dell Inc. | DELL | PowerVault MD3820f | E04J | PowerVault MD3820i,E04J, | Block I/O | Online 3 | No | Scale-Up Storage | Dell | MD38 Series | DPN 09J1X0 | RAID | Delta Snapshots,Thin Provisioning | Transaction | Fixed Size Qualification Range | No | No | EQL Real-Time Kernel | 7.02 | No | Active Cooling | No |  | No |  |  | E04J | Single-Output | DELL | Dell L600E-S0 | L600E-S0 | 600 | SILVER |  | Other | SDRAM | Savvio 15K.3 | ST9146853SS | HDD | 2U | 15000 | 146 | 24 |  | 0 | 24 | 2 | 0 | 2 | 0 | No | 34.6 | 21.7 | 11.5 | 12 | Hard Disk Drive (HDD) | 2.5 inch | 10000 |  | 24 | Physical | No | 6.1 | 16.9 | 11 | 26.2 | Hard Disk Drive (HDD) | 2.5 inch | 7200 |  | 24 | Physical | No | 21.6 | 6.8 | 7.8 | 40.7 | [26 empty] | 2014-02-28 | 2014-05-01 | United States, Switzerland, Taiwan, Japan, Canada | ES_29573_E04J_20144114091054_6448932
2210347 | C | 2014-02-28 | 2014-05-01 | No | Delta Snapshots,Thin Provisioning | Fixed Size Qualification Range | Active Cooling | 600 | SILVER | HDD | 2U | 15000 | 146 | 24 | 0 | 0 | 24 | 2 | 0 | 2 | 0 | No | 34.6 | 21.7 | 11.5 | 12 | 2210347 | C | Dell Inc. | DELL | PowerVault MD3820f | E04J | PowerVault MD3820i,E04J, | Block I/O | Online 3 | No | Scale-Up Storage | Dell | MD38 Series | DPN 09J1X0 | RAID | Delta Snapshots,Thin Provisioning | Transaction | Fixed Size Qualification Range | No | No | EQL Real-Time Kernel | 7.02 | No | Active Cooling | No |  | No |  |  | E04J | Single-Output | DELL | Dell L600E-S0 | L600E-S0 | 600 | SILVER |  | Other | SDRAM | Savvio 15K.3 | ST9146853SS | HDD | 2U | 15000 | 146 | 24 |  | 0 | 24 | 2 | 0 | 2 | 0 | No | 34.6 | 21.7 | 11.5 | 12 | Hard Disk Drive (HDD) | 2.5 inch | 10000 |  | 24 | Physical | No | 6.1 | 16.9 | 11 | 26.2 | Hard Disk Drive (HDD) | 2.5 inch | 7200 |  | 24 | Physical | No | 21.6 | 6.8 | 7.8 | 40.7 | [26 empty] | 2014-02-28 | 2014-05-01 | United States, Switzerland, Taiwan, Japan, Canada | ES_29573_E04J_20144114091054_6448932
2212683 | 0 | 2012-06-01 | 2013-12-16 | No | Delta Snapshots,Thin Provisioning | Fixed Size Qualification Range | Active Cooling | 750 | platinum | HDD | 2U | 15000 | 300 | 24 | 0 | 0 | 24 | 2 | 0 | 2 | 0 | No | 4.2 | 11.7 | 5.6 | 11.3 | 2212683 |  | Dell Inc. | DELL | SC8000SC220 | E14S |  | Block I/O | Online 3 | No | Scale-Up Storage | Dell | Compellent SC8000 | SC8000 | RAID | Delta Snapshots,Thin Provisioning | Transaction | Fixed Size Qualification Range | No | No | EQL Real-Time Kernel | 7.02 | No | Active Cooling | No |  | No |  |  | E14S | Single-Output | DELL | Dell D750E-S1 | D750E-S1 | 750 | platinum |  | Other | SDRAM | Savvio 15K.3 | ST9300653SS | HDD | 2U | 15000 | 300 | 24 |  | 0 | 24 | 2 | 0 | 2 | 0 | No | 4.2 | 11.7 | 5.6 | 11.3 | [48 empty] | 2012-06-01 | 2013-12-16 | United States, Switzerland, Taiwan, Japan, Canada | ES_29573_E14S_20145111155910_8579948
2212733 | A | 2012-06-01 | 2013-12-16 | No | Delta Snapshots,Thin Provisioning | Fixed Size Qualification Range | Active Cooling | 750 | platinum | HDD | 2U | 15000 | 300 | 24 | 0 | 0 | 24 | 2 | 0 | 2 | 0 | No | 4.2 | 11.7 | 5.6 | 11.3 | 2212733 | A | Dell Inc. | DELL | SC8000SC220 | E14S | SC8000SC220,E14S,10K RPM Storage Media Configuration; SC8000SC220,E14S,15K RPM Storage Media Configuration; SC8000SC220,E14S,7.2K RPM Storage Media Configuration | Block I/O | Online 3 | No | Scale-Up Storage | Dell | Compellent SC8000 | SC8000 | RAID | Delta Snapshots,Thin Provisioning | Transaction | Fixed Size Qualification Range | No | No | EQL Real-Time Kernel | 7.02 | No | Active Cooling | No |  | No |  |  | E14S | Single-Output | DELL | Dell D750E-S1 | D750E-S1 | 750 | platinum |  |  | SDRAM | Savvio 15K.3 | ST9300653SS | HDD | 2U | 15000 | 300 | 24 |  | 0 | 24 | 2 | 0 | 2 | 0 | No | 4.2 | 11.7 | 5.6 | 11.3 | Hard Disk Drive (HDD) | 3.5 inch | 10000 |  | 24 | Physical |  | 1.2 | 6.6 | 1 | 22.9 | Hard Disk Drive (HDD) | 2.5 inch | 7200 |  | 24 | Physical | No | 3.3 | 1.2 | 2.9 | 36.8 | [26 empty] | 2012-06-01 | 2013-12-16 | United States, Switzerland, Taiwan, Japan, Canada | ES_29573_E14S_20145112094334_3700784
2206057 | 0 | 2012-06-01 | 2013-12-04 | Yes | Delta Snapshots,Thin Provisioning | Fixed Size Qualification Range | Active Cooling | 700 | Silver | HDD;SSD | 2.5 | 10000 | 400;600 | 24 | 17;7 | 7 | 17 | 2 | 1 | 2 | 1 | No | 29 | 21.8 | 6.9 | 19.8 | 2206057 |  | Dell Inc. | DELL | PS6100XS | E04J |  | Block I/O | Online 3 | Yes | Scale-Out Storage | Dell EqualLogic | Green-Module 11 | Module 11 | RAID | Delta Snapshots,Thin Provisioning | Transaction | Fixed Size Qualification Range | Yes | No | EQL Real-Time Kernel | 7.02 | No | Active Cooling | No |  | No |  |  | E04J | Single-Output | DELL | DELL L700E-S0 | L700E-S0 | 700 | Silver |  |  |  | Dell Enterprise Plus | Savvio ST600MM006; LB406M | HDD;SSD | 2.5 | 10000 | 400;600 | 24 | 17;7 | 7 | 17 | 2 | 1 | 2 | 1 | No | 29 | 21.8 | 6.9 | 19.8 | [48 empty] | 2012-06-01 | 2013-12-04 | United States, Switzerland, Taiwan, Japan, Canada | ES_29573_E04J_20142113151300_9333506
2206102 | 0 | 2012-06-01 | 2013-12-04 | Yes | Delta Snapshots,Thin Provisioning | Fixed Size Qualification Range | Active Cooling | 700 | SILVER | HDD;SSD | 2.5 | 10000 | 400;600 | 24 | 17;7 | 7 | 17 | 2 | 1 | 2 | 1 | No | 49.7 | 21.1 | 7.2 | 17.7 | 2206102 |  | Dell Inc. | DELL | PS6210XS | E04J |  | Block I/O | Online 3 | Yes | Scale-Out Storage | Dell EqualLogic | Green-Module 15 | Module 15 | RAID | Delta Snapshots,Thin Provisioning | Transaction | Fixed Size Qualification Range | Yes | No | EQL Real-Time Kernel | 7.02 | No | Active Cooling | No |  | No |  |  | E04J | Single-Output | DELL | Dell L700E-S0 | L700E-S0 | 700 | SILVER |  |  |  | Dell Enterprise Plus | ST600MM006;LB406M | HDD;SSD | 2.5 | 10000 | 400;600 | 24 | 17;7 | 7 | 17 | 2 | 1 | 2 | 1 | No | 49.7 | 21.1 | 7.2 | 17.7 | [48 empty] | 2012-06-01 | 2013-12-04 | United States, Switzerland, Taiwan, Japan, Canada | ES_29573_E04J_20142114093434_1704149
2238819 | 0 | 2015-05-06 | 2014-04-06 | Yes | Delta Snapshots,Thin Provisioning | Fixed Size Qualification Range | Active Cooling | 2800 | Gold | SSD;HDD | 3.5 | 7200 | 800;4000 | 84 | 14;70 | 14 | 70 | 2 | 1 | 2 | 1 | No | 9.4 | 0.3 | 1.5 | 264.9 | 2238819 |  | Dell Inc. | DELL | PS6610XS | E11J |  | Block I/O | Online 3 | Yes | Scale-Out Storage | Dell EqualLogic | Module 18 | Module 18 | RAID | Delta Snapshots,Thin Provisioning | Transaction | Fixed Size Qualification Range | Yes | No | EQL Real-Time Kernel | 7.02 | No | Active Cooling | No |  | No |  |  | E11J | Single-Output | Seagate | Seagate UD-PSU01-2800-AC | UD-PSU01-2800-AC | 2800 | Gold |  |  |  | Dell Enterprise Plus | ST4000NM0023;SDLB6HM-800G-21 | SSD;HDD | 3.5 | 7200 | 800;4000 | 84 | 14;70 | 14 | 70 | 2 | 1 | 2 | 1 | No | 9.4 | 0.3 | 1.5 | 264.9 | [48 empty] | 2015-05-06 | 2014-04-06 | United States, Switzerland, Taiwan, Japan, Canada | ES_29573_E11J_20154106180040_4051575

## 5d. 03 Seq
ENERGY STAR Unique ID | Config ID | Data on Market | Date Qualified | Physical Data Submission Only | Capacity Optimized Method Available (COMs) | Qualification Range Submission Type | Active or Passive Cooling Enabled in Hardware on Shipment | Stream Power Supply Unit (PSU) Type | Stream PSU Rated Output (W) | Stream PSUs 80PLUS Certification | Stream Total Amount of Cache (GB) | Stream Devices Used for Cache | Stream Device Type Highest Predicted Deployed Device | Stream Device Form Factor Highest Predicted Deployed Device | Stream Device Rated Speed (RPM) Highest Predicted Deployed Device | Stream Device Raw Capacity (GB) Highest Predicted Deployed Device | Stream Total Num Installed Storage Devices Optimal Point | Stream Ratio Devices Mixed Optimal Point | Stream Installed Solid State Devices in Optimal Point | Stream Installed Rotational Devices in Optimal Point | Stream Num of Controllers in Optimal Point | Stream Num Redundant Controllers Optimal Point | Stream Number of PSUs Optimal Point | Stream Number of Redundant PSUs Optimal Point | Stream Auto Tiering Enabled Optimal Point | Stream Optimal Point Seq Read Workload Test (MiBPS/W) | Stream Optimal Point Seq Write Workload Test (MiBPS/W) | Stream Optimal Point Ready Idle Workload Test (GB/W) | ENERGY STAR Unique ID | Config ID | ENERGY STAR Partner | Brand Name | Model Name | Model Number | Additional Model Information | Storage Model Connectivity | Product Type | Physical Data Submission Only | Storage Controller Configuration | Storage Controller Manufacturer Name | Storage Controller Model Name | Storage Controller Model Number | Storage Controller Advanced Data Recovery Type | Capacity Optimized Method Available (COMs) | Workload Optimization Type | Qualification Range Submission Type | Automated Storage Tiering Capable | Automated Storage Tiering Enabled in Hardware on Shipment | Software Operating Environment Name | Software Operating Environment Version | Intelligent Power Distribution Unit (iPDU) Used During Testing | Active or Passive Cooling Enabled in Hardware on Shipment | Input Power Rolling Average Capability | Length of Rolling Average for Input Power (s) | Inlet Air Temperature Rolling Average Capability | Length of Rolling Average for Inlet Air Temperature (s) | Power and Temperature Reporting Additional Information | Stream Model Number or Config ID | Stream Power Supply Unit (PSU) Type | Stream PSU Manufacturer Name | Stream PSU Model Name | Stream PSU Model Number | Stream PSU Rated Output (W) | Stream PSUs 80PLUS Certification | Stream Total Amount of Cache (GB) | Stream Devices Used for Cache | Stream Other Devices Used for Cache | Stream Device Model Name Highest Predicted Deployed Device | Stream Device Model Number Highest Predicted Deployed Device | Stream Device Type Highest Predicted Deployed Device | Stream Device Form Factor Highest Predicted Deployed Device | Stream Device Rated Speed (RPM) Highest Predicted Deployed Device | Stream Device Raw Capacity (GB) Highest Predicted Deployed Device | Stream Total Num Installed Storage Devices Optimal Point | Stream Ratio Devices Mixed Optimal Point | Stream Installed Solid State Devices in Optimal Point | Stream Installed Rotational Devices in Optimal Point | Stream Num of Controllers in Optimal Point | Stream Num Redundant Controllers Optimal Point | Stream Number of PSUs Optimal Point | Stream Number of Redundant PSUs Optimal Point | Stream Auto Tiering Enabled Optimal Point | Stream Optimal Point Seq Read Workload Test (MiBPS/W) | Stream Optimal Point Seq Write Workload Test (MiBPS/W) | Stream Optimal Point Ready Idle Workload Test (GB/W) | Stream Storage Device 1 Type | Stream Storage Device 1 Form Factor | Stream Storage Device 1 Rated Speed (RPM) | Stream Storage Device 1 Raw Capacity (GB) | Stream Num Devices Storage Device 1 Optimal Point | Stream Physical or Modeled Data Device 1 Optimal Point | Stream Automated Tiering Enabled During Testing Device 1 | Stream Device 1 Optimal Point Seq Read Wrkld Test (MiBPS/W) | Stream Device 1 Optimal Point Seq Write Wrkld Test (MiBPS/W) | Stream Device 1 Optimal Point Ready Idle Wrkld Test (GB/W) | Stream Storage Device 2 Type | Stream Storage Device 2 Form Factor | Stream Storage Device 2 Rated Speed (RPM) | Stream Storage Device 2 Raw Capacity (GB) | Stream Num Devices Storage Device 2 Optimal Point | Stream Physical or Modeled Data Device 2 Optimal Point | Stream Automated Tiering Enabled During Testing Device 2 | Stream Device 2 Optimal Point Seq Read Wrkld Test (MiBPS/W) | Stream Device 2 Optimal Point Seq Write Wrkld Test (MiBPS/W) | Stream Device 2 Optimal Point Ready Idle Wrkld Test (GB/W) | Stream Storage Device 3 Type | Stream Storage Device 3 Form Factor | Stream Storage Device 3 Rated Speed (RPM) | Stream Storage Device 3 Raw Capacity (GB) | Stream Num Devices Storage Device 3 Optimal Point | Stream Physical or Modeled Data Device 3 Optimal Point | Stream Automated Tiering Enabled During Testing Device 3 | Stream Device 3 Optimal Point Seq Read Wrkld Test (MiBPS/W) | Stream Device 3 Optimal Point Seq Write Wrkld Test (MiBPS/W) | Stream Device 3 Optimal Point Ready Idle Wrkld Test (GB/W) | Stream Storage Device 4 Type | Stream Storage Device 4 Form Factor | Stream Storage Device 4 Rated Speed (RPM) | Stream Storage Device 4 Raw Capacity (GB) | Stream Num Devices Storage Device 4 Optimal Point | Stream Physical or Modeled Data Device 4 Optimal Point | Stream Automated Tiering Enabled During Testing Device 4 | Stream Device 4 Optimal Point Seq Read Wrkld Test (MiBPS/W) | Stream Device 4 Optimal Point Seq Write Wrkld Test (MiBPS/W) | Stream Device 4 Optimal Point Ready Idle Wrkld Test (GB/W) | Stream Storage Device 5 Type | Stream Storage Device 5 Form Factor | Stream Storage Device 5 Rated Speed (RPM) | Stream Storage Device 5 Raw Capacity (GB) | Stream Num Devices Storage Device 5 Optimal Point | Stream Physical or Modeled Data Device 5 Optimal Point | Stream Automated Tiering Enabled During Testing Device 5 | Stream Device 5 Optimal Point Seq Read Wrkld Test (MiBPS/W) | Stream Device 5 Optimal Point Seq Write Wrkld Test (MiBPS/W) | Stream Device 5 Optimal Point Ready Idle Wrkld Test (GB/W) | Stream Storage Device 6 Type | Stream Storage Device 6 Form Factor | Stream Storage Device 6 Rated Speed (RPM) | Stream Storage Device 6 Raw Capacity (GB) | Stream Num Devices Storage Device 6 Optimal Point | Stream Physical or Modeled Data Device 6 Optimal Point | Stream Automated Tiering Enabled During Testing Device 6 | Stream Device 6 Optimal Point Seq Read Wrkld Test (MiBPS/W) | Stream Device 6 Optimal Point Seq Write Wrkld Test (MiBPS/W) | Stream Device 6 Optimal Point Ready Idle Wrkld Test (GB/W) | Cap Model Number or Config ID | Cap Power Supply Unit (PSU) Type | Cap PSU Manufacturer Name | Cap PSU Model Name | Cap PSU Model Number | Cap PSU Rated Output (W) | Cap PSUs 80PLUS Certification | Cap Total Amount of Cache (GB) | Cap Devices Used for Cache | Cap Other Devices Used for Cache | Cap Device Model Name Highest Predicted Deployed Device | Cap Device Model Number Highest Predicted Deployed Device | Cap Device Type Highest Predicted Deployed Device | Cap Device Form Factor Highest Predicted Deployed Device | Cap Device Rated Speed (RPM) Highest Predicted Deployed Device | Cap Device Raw Capacity (GB) Highest Predicted Deployed Device | Cap Total Num Installed Storage Devices Optimal Point | Cap Ratio Devices Mixed Optimal Point | Cap Installed Solid State Devices in Optimal Point | Cap Installed Rotational Devices in Optimal Point | Cap Num of Controllers in Optimal Point | Cap Num Redundant Controllers Optimal Point | Cap Number of PSUs Optimal Point | Cap Number of Redundant PSUs Optimal Point | Cap Auto Tiering Enabled Optimal Point | Cap Optimal Point Ready Idle Workload Test (GB/W) | Cap Storage Device 1 Type | Cap Storage Device 1 Form Factor | Cap Storage Device 1 Rated Speed (RPM) | Cap Storage Device 1 Raw Capacity (GB) | Cap Num Devices Storage Device 1 Optimal Point | Cap Physical or Modeled Data Device 1 Optimal Point | Cap Automated Tiering Enabled During Testing Device 1 | Cap Device 1 Optimal Point Ready Idle Wrkld Test (GB/W) | Cap Storage Device 2 Type | Cap Storage Device 2 Form Factor | Cap Storage Device 2 Rated Speed (RPM) | Cap Storage Device 2 Raw Capacity (GB) | Cap Num Devices Storage Device 2 Optimal Point | Cap Physical or Modeled Data Device 2 Optimal Point | Cap Automated Tiering Enabled During Testing Device 2 | Cap Device 2 Optimal Point Ready Idle Wrkld Test (GB/W) | Cap Storage Device 3 Type | Cap Storage Device 3 Form Factor | Cap Storage Device 3 Rated Speed (RPM) | Cap Storage Device 3 Raw Capacity (GB) | Cap Num Devices Storage Device 3 Optimal Point | Cap Physical or Modeled Data Device 3 Optimal Point | Cap Automated Tiering Enabled During Testing Device 3 | Cap Device 3 Optimal Point Ready Idle Wrkld Test (GB/W) | Cap Storage Device 4 Type | Cap Storage Device 4 Form Factor | Cap Storage Device 4 Rated Speed (RPM) | Cap Storage Device 4 Raw Capacity (GB) | Cap Num Devices Storage Device 4 Optimal Point | Cap Physical or Modeled Data Device 4 Optimal Point | Cap Automated Tiering Enabled During Testing Device 4 | Cap Device 4 Optimal Point Ready Idle Wrkld Test (GB/W) | Cap Storage Device 5 Type | Cap Storage Device 5 Form Factor | Cap Storage Device 5 Rated Speed (RPM) | Cap Storage Device 5 Raw Capacity (GB) | Cap Num Devices Storage Device 5 Optimal Point | Cap Physical or Modeled Data Device 5 Optimal Point | Cap Automated Tiering Enabled During Testing Device 5 | Cap Device 5 Optimal Point Ready Idle Wrkld Test (GB/W) | Cap Storage Device 6 Type | Cap Storage Device 6 Form Factor | Cap Storage Device 6 Rated Speed (RPM) | Cap Storage Device 6 Raw Capacity (GB) | Cap Num Devices Storage Device 6 Optimal Point | Cap Physical or Modeled Data Device 6 Optimal Point | Cap Automated Tiering Enabled During Testing Device 6 | Cap Device 6 Optimal Point Ready Idle Wrkld Test (GB/W) | Date Available On Market | Date Qualified | Markets | CB Model Identifier
2221990 | 0 | 2014-06-23 | 2014-02-18 | Yes | Data Deduplication,Delta Snapshots,Thin Provisioning,Compression | Fixed Size Qualification Range | Active Cooling | Multi Output | 750W | 80 PLUS Silver Level, 230V International | 0 | DRAM | HDD | 2.5 | 10000 | 450 | 36 | 0 | 0 | 36 | 2 | 1 | 4 | 2 | No | 0.89 | 0.54 | 41.38 | 2221990 |  | NetApp, Inc. | NetApp, Inc | ENERGY STAR FAS2520 Dual Controller Performance HD | FAS2520-ES-109-R6-C (600GB), FAS2520-ES-111-R6-C (900GB), FAS2520-ES-112-R6-C (1.2TB), or FAS2520-ES-113-R6-C (900GB-NSE); FAS2520A-001-R6 (Controller 1); FAS2520A-001-R6 (Controller 2) |  | Block I/O and Network Attached Storage (NAS) | Online 3 | Yes | Scale-Up Storage | NetApp | FAS2000 Series | FAS2520A-001-R6 | RAID DP | Data Deduplication,Delta Snapshots,Thin Provisioning,Compression | Streaming | Fixed Size Qualification Range | No | No | Data ONTAP | 8.2.0 P3 | No | Active Cooling | No |  | No |  |  | FAS2220A-E-CM-001-R6; DS2246-E-1011-24S-SK-R6 | Multi Output | NetApp | TDPS-750AB D | TDPS-750AB D | 750W | 80 PLUS Silver Level, 230V International |  | DRAM |  | ENERGY STAR FAS2220 Dual Controller Performance HDD (450GB) with one ENERGY STAR Performance HDD (450GB) Expansion Shelf | FAS2220A-E-CM-001-R6; DS2246-E-1011-24S-SK-R6 | HDD | 2.5 | 10000 | 450 | 36 |  |  | 36 | 2 | 1 | 4 | 2 | No | 0.89 | 0.54 | 41.38 | [134 empty] | 2014-06-23 | 2014-02-18 | United States, Switzerland, Taiwan, Japan, Canada | ES_1093185_FAS2520-ES-109-R6-C (600GB) (FAS2520A (SAS))_10102014112942_0582634
2221993 | 0 | 2014-06-23 | 2014-02-18 | Yes | Data Deduplication,Delta Snapshots,Thin Provisioning,Compression | Fixed Size Qualification Range | Active Cooling | Multi Output | 750W | 80 PLUS Silver Level, 230V International | 0 | DRAM | HDD | 2.5 | 10000 | 450 | 36 | 0 | 0 | 36 | 2 | 1 | 4 | 2 | No | 0.89 | 0.54 | 41.38 | 2221993 |  | NetApp, Inc. | NetApp, Inc | ENERGY STAR FAS2520 Dual Controller SSD (400GB, 80 | FAS2520-ES-104-R6-C (400GB), FAS2520-ES-106-R6-C (800GB), or FAS2520-ES-108-R6-C (1.6TB); FAS2520A-001-R6 (Controller 1); FAS2520A-001-R6 (Controller 2) |  | Block I/O and Network Attached Storage (NAS) | Online 3 | Yes | Scale-Up Storage | NetApp | FAS2000 Series | FAS2520A-001-R6 | RAID DP | Data Deduplication,Delta Snapshots,Thin Provisioning,Compression | Streaming | Fixed Size Qualification Range | No | No | Data ONTAP | 8.2.0 P3 | No | Active Cooling | No |  | No |  |  | FAS2220A-E-CM-001-R6; DS2246-E-1011-24S-SK-R6 | Multi Output | NetApp | TDPS-750AB D | TDPS-750AB D | 750W | 80 PLUS Silver Level, 230V International |  | DRAM |  | ENERGY STAR FAS2220 Dual Controller Performance HDD (450GB) with one ENERGY STAR Performance HDD (450GB) Expansion Shelf | FAS2220A-E-CM-001-R6; DS2246-E-1011-24S-SK-R6 | HDD | 2.5 | 10000 | 450 | 36 |  |  | 36 | 2 | 1 | 4 | 2 | No | 0.89 | 0.54 | 41.38 | [134 empty] | 2014-06-23 | 2014-02-18 | United States, Switzerland, Taiwan, Japan, Canada | ES_1093185_FAS2520-ES-104-R6-C (400GB) (FAS2520A (SSD))_10102014131249_6769591
2221994 | 0 | 2014-06-23 | 2014-02-18 | Yes | Data Deduplication,Delta Snapshots,Thin Provisioning,Compression | Fixed Size Qualification Range | Active Cooling | Multi Output | 750W | 80 PLUS Silver Level, 230V International | 0 | DRAM | HDD | 2.5 | 10000 | 450 | 36 | 0 | 0 | 36 | 1 | 0 | 4 | 2 | No | 1.06 | 0.63 | 48.67 | 2221994 |  | NetApp, Inc. | NetApp, Inc | ENERGY STAR FAS2520 Single Controller Performance | FAS2520-ES-109-R6-C (600GB), FAS2520-ES-111-R6-C (900GB), FAS2520-ES-112-R6-C (1.2TB), or FAS2520-ES-113-R6-C (900GB-NSE); FAS2520-001-R6 (Controller) |  | Block I/O and Network Attached Storage (NAS) | Online 3 | Yes | Scale-Up Storage | NetApp | FAS2000 Series | FAS2520-001-R6 | RAID DP | Data Deduplication,Delta Snapshots,Thin Provisioning,Compression | Streaming | Fixed Size Qualification Range | No | No | Data ONTAP | 8.2.0 P3 | No | Active Cooling | No |  | No |  |  | FAS2220-E-004-CM-R6; DS2246-E-1011-24S-SK-R6 | Multi Output | NetApp | TDPS-750AB D | TDPS-750AB D | 750W | 80 PLUS Silver Level, 230V International |  | DRAM | NA | ENERGY STAR FAS2220 Single Controller Performance HDD (450GB) with one ENERGY STAR Performance HDD (450GB) Expansion Shelf | FAS2220-E-004-CM-R6; DS2246-E-1011-24S-SK-R6 | HDD | 2.5 | 10000 | 450 | 36 |  |  | 36 | 1 | 0 | 4 | 2 | No | 1.06 | 0.63 | 48.67 | [134 empty] | 2014-06-23 | 2014-02-18 | United States, Switzerland, Taiwan, Japan, Canada | ES_1093185_FAS2520-ES-109-R6-C (600GB) (FAS2520 (SAS))_10102014132511_7511362
2222013 | 0 | 2014-06-23 | 2014-02-18 | Yes | Data Deduplication,Delta Snapshots,Thin Provisioning,Compression | Fixed Size Qualification Range | Active Cooling | Multi Output | 750W | 80 PLUS Silver Level, 230V International | 0 | DRAM | HDD | 2.5 | 10000 | 450 | 36 | 0 | 0 | 36 | 1 | 0 | 4 | 2 | No | 1.06 | 0.63 | 48.67 | 2222013 |  | NetApp, Inc. | NetApp, Inc | ENERGY STAR FAS2520 Single Controller SSD (400GB, | FAS2520-ES-104-R6-C (400GB), FAS2520-ES-106-R6-C (800GB), or FAS2520-ES-108-R6-C (1.6TB); FAS2520-001-R6 (Controller) |  | Block I/O and Network Attached Storage (NAS) | Online 3 | Yes | Scale-Up Storage | NetApp | FAS2000 Series | FAS2520-001-R6 | RAID DP | Data Deduplication,Delta Snapshots,Thin Provisioning,Compression | Streaming | Fixed Size Qualification Range | No | No | Data ONTAP | 8.2.0 P3 | No | Active Cooling | No |  | No |  |  | FAS2220-E-004-CM-R6; DS2246-E-1011-24S-SK-R6 | Multi Output | NetApp | TDPS-750AB D | TDPS-750AB D | 750W | 80 PLUS Silver Level, 230V International |  | DRAM | NA | ENERGY STAR FAS2220 Single Controller Performance HDD (450GB) with one ENERGY STAR Performance HDD (450GB) Expansion Shelf | FAS2220-E-004-CM-R6; DS2246-E-1011-24S-SK-R6 | HDD | 2.5 | 10000 | 450 | 36 |  |  | 36 | 1 | 0 | 4 | 2 | No | 1.06 | 0.63 | 48.67 | [134 empty] | 2014-06-23 | 2014-02-18 | United States, Switzerland, Taiwan, Japan, Canada | ES_1093185_FAS2520-ES-104-R6-C (400GB) (FAS2520 (SSD))_10102014140625_9985220
2222019 | 0 | 2014-06-23 | 2014-02-18 | Yes | Data Deduplication,Delta Snapshots,Thin Provisioning,Compression | Fixed Size Qualification Range | Active Cooling | Multi Output | 750W | 80 PLUS Silver Level, 230V International | 0 | DRAM | HDD | 2.5 | 10000 | 450 | 48 | 0 | 0 | 48 | 1 | 0 | 4 | 2 | No | 1.07 | 0.51 | 55.27 | 2222019 |  | NetApp, Inc. | NetApp, Inc | ENERGY STAR FAS2552 Single Controller Performance | FAS2552-ES-212-R6-C (600GB HDD), FAS2552-ES-213-R6-C (900GB HDD), FAS2552-ES-214-R6-C (1.2TB HDD), or FAS2552-ES-215-R6-C (900GB-NSE HDD) ; FAS2552-001-R6 (Controller) |  | Block I/O and Network Attached Storage (NAS) | Online 3 | Yes | Scale-Up Storage | NetApp | FAS2000 Series | FAS2552-001-R6 | RAID DP | Data Deduplication,Delta Snapshots,Thin Provisioning,Compression | Streaming | Fixed Size Qualification Range | No | No | Data ONTAP | 8.2.0 P3 | No | Active Cooling | No |  | No |  |  | FAS2240-2-E-002-CM-R6; DS2246-E-1011-24S-SK-R6 | Multi Output | NetApp | TDPS-750AB D | TDPS-750AB D | 750W | 80 PLUS Silver Level, 230V International |  | DRAM |  | ENERGY STAR FAS2240-2 Single Controller Performance HDD (450GB) with one ENERGY STAR Performance HDD (450GB) Expansion Shelf | FAS2240-2-E-002-CM-R6; DS2246-E-1011-24S-SK-R6 | HDD | 2.5 | 10000 | 450 | 48 |  |  | 48 | 1 | 0 | 4 | 2 | No | 1.07 | 0.51 | 55.27 | [134 empty] | 2014-06-23 | 2014-02-18 | United States, Switzerland, Taiwan, Japan, Canada | ES_1093185_FAS2552-ES-212-R6-C (600GB HDD) (FAS2552 (SAS))_10102014151201_3921735
2222020 | 0 | 2014-06-23 | 2014-02-18 | Yes | Data Deduplication,Delta Snapshots,Thin Provisioning,Compression | Fixed Size Qualification Range | Active Cooling | Multi Output | 750W | 80 PLUS Silver Level, 230V International | 0 | DRAM | HDD | 2.5 | 10000 | 450 | 48 | 0 | 0 | 48 | 1 | 0 | 4 | 2 | No | 1.07 | 0.51 | 55.27 | 2222020 |  | NetApp, Inc. | NetApp, Inc | ENERGY STAR FAS2552 Single Controller SSD (400GB, | FAS2552-ES-204-R6-C (400GB HDD), FAS2552-ES-206-R6-C (800GB HDD), or FAS2552-ES-207-R6-C (1.6TB HDD); FAS2552-001-R6 (Controller) |  | Block I/O and Network Attached Storage (NAS) | Online 3 | Yes | Scale-Up Storage | NetApp | FAS2000 Series | FAS2552-001-R6 | RAID DP | Data Deduplication,Delta Snapshots,Thin Provisioning,Compression | Streaming | Fixed Size Qualification Range | No | No | Data ONTAP | 8.2.0 P3 | No | Active Cooling | No |  | No |  |  | FAS2240-2-E-002-CM-R6; DS2246-E-1011-24S-SK-R6 | Multi Output | NetApp | TDPS-750AB D | TDPS-750AB D | 750W | 80 PLUS Silver Level, 230V International |  | DRAM |  | ENERGY STAR FAS2240-2 Single Controller Performance HDD (450GB) with one ENERGY STAR Performance HDD (450GB) Expansion Shelf | FAS2240-2-E-002-CM-R6; DS2246-E-1011-24S-SK-R6 | HDD | 2.5 | 10000 | 450 | 48 |  |  | 48 | 1 | 0 | 4 | 2 | No | 1.07 | 0.51 | 55.27 | [134 empty] | 2014-06-23 | 2014-02-18 | United States, Switzerland, Taiwan, Japan, Canada | ES_1093185_FAS2552-ES-204-R6-C (400GB HDD) (FAS2552 (SSD))_10102014152256_4576228
2222318 | 0 | 2014-06-23 | 2014-08-20 | Yes | Data Deduplication,Delta Snapshots,Thin Provisioning,Compression | Fixed Size Qualification Range | Active Cooling | Multi Output | 750W | 80 PLUS Silver Level, 230V International | 0 | DRAM | HDD | 2.5 | 10000 | 450 | 36 | 0 | 0 | 36 | 1 | 0 | 4 | 2 | No | 1.06 | 0.63 | 48.67 | 2222318 |  | NetApp, Inc. | NetApp, Inc | Energy Star FAS2520 Single Controller SSD | FAS2520-ES-104-R6-C (400GB), FAS2520-ES-106-R6-C (800GB), or FAS2520-ES-108-R6-C (1.6TB); FAS2520-001-R6 (Controller) |  | Block I/O and Network Attached Storage (NAS) | Online 3 | Yes | Scale-Up Storage | NetApp | FAS2000 Series | FAS2520-001-R6 | RAID DP | Data Deduplication,Delta Snapshots,Thin Provisioning,Compression | Streaming | Fixed Size Qualification Range | No | No | Data ONTAP | 8.2.0 P3 | No | Active Cooling | No |  | No |  |  | FAS2220-E-004-CM-R6; DS2246-E-1011-24S-SK-R6 | Multi Output | NetApp | TDPS-750AB D | TDPS-750AB D | 750W | 80 PLUS Silver Level, 230V International |  | DRAM | NA | Energy Star FAS2220 Single Controller Performance HDD (450GB) with one Energy Star Performance HDD (450GB) Expansion Shelf | FAS2220-E-004-CM-R6; DS2246-E-1011-24S-SK-R6 | HDD | 2.5 | 10000 | 450 | 36 |  |  | 36 | 1 | 0 | 4 | 2 | No | 1.06 | 0.63 | 48.67 | [134 empty] | 2014-06-23 | 2014-08-20 | United States, Switzerland, Taiwan, Japan, Canada | ES_1093185_FAS2520-ES-104-R6-C (400GB)_08232014113224_3544406
2222377 | 0 | 2014-06-23 | 2014-08-20 | Yes | Data Deduplication,Delta Snapshots,Thin Provisioning,Compression | Fixed Size Qualification Range | Active Cooling | Multi Output | 750W | 80 PLUS Silver Level, 230V International | 0 | DRAM | HDD | 2.5 | 10000 | 450 | 36 | 0 | 0 | 36 | 1 | 0 | 4 | 2 | No | 1.06 | 0.63 | 48.67 | 2222377 |  | NetApp, Inc. | NetApp, Inc | Energy Star FAS2520 Single Controller Performance | FAS2520-ES-109-R6-C (600GB), FAS2520-ES-111-R6-C (900GB), FAS2520-ES-112-R6-C (1.2TB), or FAS2520-ES-113-R6-C (900GB-NSE); FAS2520-001-R6 (Controller) |  | Block I/O and Network Attached Storage (NAS) | Online 3 | Yes | Scale-Up Storage | NetApp | FAS2000 Series | FAS2520-001-R6 | RAID DP | Data Deduplication,Delta Snapshots,Thin Provisioning,Compression | Streaming | Fixed Size Qualification Range | No | No | Data ONTAP | 8.2.0 P3 | No | Active Cooling | No |  | No |  |  | FAS2220-E-004-CM-R6; DS2246-E-1011-24S-SK-R6 | Multi Output | NetApp | TDPS-750AB D | TDPS-750AB D | 750W | 80 PLUS Silver Level, 230V International |  | DRAM | NA | Energy Star FAS2220 Single Controller Performance HDD (450GB) with one Energy Star Performance HDD (450GB) Expansion Shelf | FAS2220-E-004-CM-R6; DS2246-E-1011-24S-SK-R6 | HDD | 2.5 | 10000 | 450 | 36 |  |  | 36 | 1 | 0 | 4 | 2 | No | 1.06 | 0.63 | 48.67 | [134 empty] | 2014-06-23 | 2014-08-20 | United States, Switzerland, Taiwan, Japan, Canada | ES_1093185_FAS2520-ES-109-R6-C (600GB)_10152014000147_1307707
2222320 | 0 | 2014-06-23 | 2014-08-26 | Yes | Data Deduplication,Delta Snapshots,Thin Provisioning,Compression | Fixed Size Qualification Range | Active Cooling | Multi Output | 750W | 80 PLUS Silver Level, 230V International | 0 | DRAM | HDD | 2.5 | 10000 | 450 | 36 | 0 | 0 | 36 | 2 | 1 | 4 | 2 | No | 0.89 | 0.54 | 41.38 | 2222320 |  | NetApp, Inc. | NetApp, Inc | Energy Star FAS2520 Dual Controller SSD | FAS2520-ES-104-R6-C (400GB), FAS2520-ES-106-R6-C (800GB), or FAS2520-ES-108-R6-C (1.6TB); FAS2520A-001-R6 (Controller 1); FAS2520A-001-R6 (Controller 2) |  | Block I/O and Network Attached Storage (NAS) | Online 3 | Yes | Scale-Up Storage | NetApp | FAS2000 Series | FAS2520A-001-R6 | RAID DP | Data Deduplication,Delta Snapshots,Thin Provisioning,Compression | Streaming | Fixed Size Qualification Range | No | No | Data ONTAP | 8.2.0 P3 | No | Active Cooling | No |  | No |  |  | FAS2220A-E-CM-001-R6; DS2246-E-1011-24S-SK-R6 | Multi Output | NetApp | TDPS-750AB D | TDPS-750AB D | 750W | 80 PLUS Silver Level, 230V International |  | DRAM |  | Energy Star FAS2220 Dual Controller Performance HDD (450GB) with one Energy Star Performance HDD (450GB) Expansion Shelf | FAS2220A-E-CM-001-R6; DS2246-E-1011-24S-SK-R6 | HDD | 2.5 | 10000 | 450 | 36 |  |  | 36 | 2 | 1 | 4 | 2 | No | 0.89 | 0.54 | 41.38 | [134 empty] | 2014-06-23 | 2014-08-26 | United States, Switzerland, Taiwan, Japan, Canada | ES_1093185_FAS2520-ES-104-R6-C (400GB)_10142014193222_5142105
2222378 | 0 | 2014-06-23 | 2014-08-26 | Yes | Data Deduplication,Delta Snapshots,Thin Provisioning,Compression | Fixed Size Qualification Range | Active Cooling | Multi Output | 750W | 80 PLUS Silver Level, 230V International | 0 | DRAM | HDD | 2.5 | 10000 | 450 | 36 | 0 | 0 | 36 | 2 | 1 | 4 | 2 | No | 0.89 | 0.54 | 41.38 | 2222378 |  | NetApp, Inc. | NetApp, Inc | Energy Star FAS2520 Dual Controller Performance HD | FAS2520-ES-109-R6-C (600GB), FAS2520-ES-111-R6-C (900GB), FAS2520-ES-112-R6-C (1.2TB), or FAS2520-ES-113-R6-C (900GB-NSE); FAS2520A-001-R6 (Controller 1); FAS2520A-001-R6 (Controller 2) |  | Block I/O and Network Attached Storage (NAS) | Online 3 | Yes | Scale-Up Storage | NetApp | FAS2000 Series | FAS2520A-001-R6 | RAID DP | Data Deduplication,Delta Snapshots,Thin Provisioning,Compression | Streaming | Fixed Size Qualification Range | No | No | Data ONTAP | 8.2.0 P3 | No | Active Cooling | No |  | No |  |  | FAS2220A-E-CM-001-R6; DS2246-E-1011-24S-SK-R6 | Multi Output | NetApp | TDPS-750AB D | TDPS-750AB D | 750W | 80 PLUS Silver Level, 230V International |  | DRAM |  | Energy Star FAS2220 Dual Controller Performance HDD (450GB) with one Energy Star Performance HDD (450GB) Expansion Shelf | FAS2220A-E-CM-001-R6; DS2246-E-1011-24S-SK-R6 | HDD | 2.5 | 10000 | 450 | 36 |  |  | 36 | 2 | 1 | 4 | 2 | No | 0.89 | 0.54 | 41.38 | [134 empty] | 2014-06-23 | 2014-08-26 | United States, Switzerland, Taiwan, Japan, Canada | ES_1093185_FAS2520-ES-109-R6-C (600GB)_10152014105752_0672576
2222381 | 0 | 2014-06-23 | 2014-08-26 | Yes | Data Deduplication,Delta Snapshots,Thin Provisioning,Compression | Fixed Size Qualification Range | Active Cooling | Multi Output | 750W | 80 PLUS Silver Level, 230V International | 0 | DRAM | HDD | 2.5 | 10000 | 450 | 48 | 0 | 0 | 48 | 1 | 0 | 4 | 2 | No | 1.07 | 0.51 | 55.27 | 2222381 |  | NetApp, Inc. | NetApp, Inc | Energy Star FAS2552 Single Controller SSD | FAS2552-ES-204-R6-C (400GB HDD), FAS2552-ES-206-R6-C (800GB HDD), or FAS2552-ES-207-R6-C (1.6TB HDD); FAS2552-001-R6 (Controller) |  | Block I/O and Network Attached Storage (NAS) | Online 3 | Yes | Scale-Up Storage | NetApp | FAS2000 Series | FAS2552-001-R6 | RAID DP | Data Deduplication,Delta Snapshots,Thin Provisioning,Compression | Streaming | Fixed Size Qualification Range | No | No | Data ONTAP | 8.2.0 P3 | No | Active Cooling | No |  | No |  |  | FAS2240-2-E-002-CM-R6; DS2246-E-1011-24S-SK-R6 | Multi Output | NetApp | TDPS-750AB D | TDPS-750AB D | 750W | 80 PLUS Silver Level, 230V International |  | DRAM |  | Energy Star FAS2240-2 Single Controller Performance HDD (450GB) with one Energy Star Performance HDD (450GB) Expansion Shelf | FAS2240-2-E-002-CM-R6; DS2246-E-1011-24S-SK-R6 | HDD | 2.5 | 10000 | 450 | 48 |  |  | 48 | 1 | 0 | 4 | 2 | No | 1.07 | 0.51 | 55.27 | [134 empty] | 2014-06-23 | 2014-08-26 | United States, Switzerland, Taiwan, Japan, Canada | ES_1093185_FAS2552-ES-204-R6-C (400GB HDD)_10152014114603_3563756
2222382 | 0 | 2014-06-23 | 2014-08-26 | Yes | Data Deduplication,Delta Snapshots,Thin Provisioning,Compression | Fixed Size Qualification Range | Active Cooling | Multi Output | 750W | 80 PLUS Silver Level, 230V International | 0 | DRAM | HDD | 2.5 | 10000 | 450 | 48 | 0 | 0 | 48 | 1 | 0 | 4 | 2 | No | 1.07 | 0.51 | 55.27 | 2222382 |  | NetApp, Inc. | NetApp, Inc | ENERGY STAR FAS2552 Single Controller Performance | FAS2552-ES-212-R6-C (600GB HDD), FAS2552-ES-213-R6-C (900GB HDD), FAS2552-ES-214-R6-C (1.2TB HDD), or FAS2552-ES-215-R6-C (900GB-NSE HDD) ; FAS2552-001-R6 (Controller) |  | Block I/O and Network Attached Storage (NAS) | Online 3 | Yes | Scale-Up Storage | NetApp | FAS2000 Series | FAS2552-001-R6 | RAID DP | Data Deduplication,Delta Snapshots,Thin Provisioning,Compression | Streaming | Fixed Size Qualification Range | No | No | Data ONTAP | 8.2.0 P3 | No | Active Cooling | No |  | No |  |  | FAS2240-2-E-002-CM-R6; DS2246-E-1011-24S-SK-R6 | Multi Output | NetApp | TDPS-750AB D | TDPS-750AB D | 750W | 80 PLUS Silver Level, 230V International |  | DRAM |  | Energy Star FAS2240-2 Single Controller Performance HDD (450GB) with one Energy Star Performance HDD (450GB) Expansion Shelf | FAS2240-2-E-002-CM-R6; DS2246-E-1011-24S-SK-R6 | HDD | 2.5 | 10000 | 450 | 48 |  |  | 48 | 1 | 0 | 4 | 2 | No | 1.07 | 0.51 | 55.27 | [134 empty] | 2014-06-23 | 2014-08-26 | United States, Switzerland, Taiwan, Japan, Canada | ES_1093185_FAS2552-ES-212-R6-C (600GB HDD)_10152014114913_3753538
2277275 | 0 | 2016-02-16 | 2016-08-25 | Yes | Thin Provisioning | Fixed Size Qualification Range | Active Cooling | Single-Output | 736 | Silver | 0 | DRAM | HDD | 2.5 | 10000 | 900 | 0 | 0 | 0 | 0 | 2 | 1 | 6 | 3 | No | 9.54 | 2.84 | 743.57 | 2277275 |  | IBM Corporation | IBM | V5030 | 2078-324 | Storwize V5030,2078-24F, | Block I/O | Online 3 | Yes | Scale-Up Storage | IBM | Storwize | 2078-324 | RAID 5 | Thin Provisioning | Streaming | Fixed Size Qualification Range | Yes | No | AIX | 7.1 | No | Active Cooling | Yes | user-selectable | Yes | user-selectable |  | 2078-324 | Single-Output | Delta Electronics | TDPS-800BB A | N/A | 736 | Silver |  | DRAM |  | Storwize | 2078-324; 2078-24F | HDD | 2.5 | 10000 | 900 |  |  |  |  | 2 | 1 | 6 | 3 | No | 9.54 | 2.84 | 743.57 | [134 empty] | 2016-02-16 | 2016-08-25 | United States, Switzerland, Taiwan, Japan, Canada | ES_40266_2078-324_08312016115159_9135420
2320534 | 0 | 2016-09-09 | 2018-05-29 | Yes | Thin Provisioning | Fixed Size Qualification Range | Active Cooling | Single-Output | 1200 | Gold | 0 | DRAM | HDD | 2.5 | 10000 | 1200 | 0 | 0 | 0 | 0 | 2 | 1 | 2 | 1 | No | 6.54 | 5.43 | 65 | 2320534 |  | IBM Corporation | IBM | Storwize V7000 | 2076-624 |  | Block I/O | Online 3 | Yes | Scale-Up Storage | IBM | N/A | N/A | RAID 5 with single parity module, automatic rebuild | Thin Provisioning | Streaming,Transaction | Fixed Size Qualification Range | No |  | AIX | 7.2 | No | Active Cooling | Yes |  | Yes |  |  | 2076-624 | Single-Output | Delta Electronics | TDPS-1200BB A | 01LJ899 | 1200 | Gold |  | DRAM | N/A | 24 x 1.2 TB | 24 x 01LJ787 | HDD | 2.5 | 10000 | 1200 |  |  |  |  | 2 | 1 | 2 | 1 | No | 6.54 | 5.43 | 65 | [134 empty] | 2016-09-09 | 2018-05-29 | United States, Canada | ES_40266_2076-624_05302018083007_2469251
2279961 | 0 | 2014-10-01 | 2016-09-21 | Yes | Data Deduplication,Delta Snapshots,Thin Provisioning | Fixed Size Qualification Range | Active Cooling | Single-Output | 800W | Gold | 0 | DRAM | HDD | 2.5 | 15000 | 300 | 0 | 0 | 0 | 0 | 2 | 1 | 2 | 1 | Yes | 21.59 | 14.24 | 23 | 2279961 |  | NEC Corporation | NEC; Storage Engine; Scale Logic, Inc. | M310 | DAS083B | ,DX2,; Genesis DX2,SX6032,; SX6032 Enterprise Modular Storage,DEU111B, | Block I/O | Online 3 | Yes | Scale-Up Storage | NEC | M310 | DAS083B | RAID | Data Deduplication,Delta Snapshots,Thin Provisioning | Streaming | Fixed Size Qualification Range | Yes | No | NEC Storage Manager | 325 | Yes | Active Cooling | Yes | 30sec | No |  |  | DAS083B; DEU111B | Single-Output | DELTA ELECTRONICS (THAILAND) PUBLIC CO LTD | AC 800W GOLD PSU | TDPS-800EB | 800W | Gold |  | DRAM |  | NF5322-SMA75E | HUC156030CSS200 | HDD | 2.5 | 15000 | 300 |  |  |  |  | 2 | 1 | 2 | 1 | Yes | 21.59 | 14.24 | 23 | [134 empty] | 2014-10-01 | 2016-09-21 | United States, Switzerland, Taiwan, Japan, Canada | ES_1089106_DAS083B_09232016113909_9435543
2221991 | 0 | 2014-06-23 | 2014-02-18 | Yes | Data Deduplication,Delta Snapshots,Thin Provisioning,Compression | Fixed Size Qualification Range | Active Cooling | Multi Output | 750W, 580W | 80 PLUS Silver Level, 230V International | 0 | DRAM | HDD | 3.5 | 7200 | 1000 | 36 | 0 | 0 | 36 | 2 | 1 | 4 | 2 | No | 0.75 | 0.4 | 73.87 | 2221991 |  | NetApp, Inc. | NetApp, Inc | ENERGY STAR FAS2520 Dual Controller Capacity HDD ( | FAS2520-ES-114-R6-C (2TB), FAS2520-ES-116-R6-C (3TB), FAS2520-ES-117-R6-C (4TB) or FAS2520-ES-118-R6-C (4TB-NSE); FAS2520A-001-R6 (Controller 1); FAS2520A-00 |  | Block I/O and Network Attached Storage (NAS) | Online 3 | Yes | Scale-Up Storage | NetApp | FAS2000 Series | FAS2520A-001-R6 | RAID DP | Data Deduplication,Delta Snapshots,Thin Provisioning,Compression | Streaming | Fixed Size Qualification Range | No | No | Data ONTAP | 8.2.0 P3 | No | Active Cooling | No |  | No |  |  | FAS2220A-E-CM-003-R6; DS4246-E-0724-24A-SK-R6 | Multi Output | NetApp | TDPS-750AB D, TDPS-580BB B | TDPS-750AB D, TDPS-580BB B | 750W, 580W | 80 PLUS Silver Level, 230V International |  | DRAM |  | ENERGY STAR FAS2220 Dual Controller Capacity HDD (1TB) with one ENERGY STAR Capacity HDD (1TB) Expansion Shelf | FAS2220A-E-CM-003-R6; DS4246-E-0724-24A-SK-R6 | HDD | 3.5 | 7200 | 1000 | 36 |  |  | 36 | 2 | 1 | 4 | 2 | No | 0.75 | 0.4 | 73.87 | [134 empty] | 2014-06-23 | 2014-02-18 | United States, Switzerland, Taiwan, Japan, Canada | ES_1093185_FAS2520-ES-114-R6-C (2TB) (FAS2520A (SATA))_10102014125621_5781641
2221996 | 0 | 2014-06-23 | 2014-02-18 | Yes | Data Deduplication,Delta Snapshots,Thin Provisioning,Compression | Fixed Size Qualification Range | Active Cooling | Multi Output | 750W, 580W | 80 PLUS Silver Level, 230V International | 0 | DRAM | HDD | 3.5 | 7200 | 1000 | 36 | 0 | 0 | 36 | 1 | 0 | 4 | 2 | No | 0.71 | 0.38 | 81.99 | 2221996 |  | NetApp, Inc. | NetApp, Inc | ENERGY STAR FAS2520 Single Controller Capacity HDD | FAS2520-ES-114-R6-C (2TB), FAS2520-ES-116-R6-C (3TB), FAS2520-ES-117-R6-C (4TB) or FAS2520-ES-118-R6-C (4TB-NSE); FAS2520-001-R6 (Controller) |  | Block I/O and Network Attached Storage (NAS) | Online 3 | Yes | Scale-Up Storage | NetApp | FAS2000 Series | FAS2520-001-R6 | RAID DP | Data Deduplication,Delta Snapshots,Thin Provisioning,Compression | Streaming | Fixed Size Qualification Range | No | No | Data ONTAP | 8.2.0 P3 | No | Active Cooling | No |  | No |  |  | FAS2220-E-003-CM-R6; DS4246-E-0724-24A-SK-R6 | Multi Output | NetApp | TDPS-750AB D, TDPS-580BB B | TDPS-750AB D, TDPS-580BB B | 750W, 580W | 80 PLUS Silver Level, 230V International |  | DRAM |  | ENERGY STAR FAS2220 Single Controller Capacity HDD (1TB) with one ENERGY STAR Capacity HDD (1TB) Expansion Shelf | FAS2220-E-003-CM-R6; DS4246-E-0724-24A-SK-R6 | HDD | 3.5 | 7200 | 1000 | 36 |  |  | 36 | 1 | 0 | 4 | 2 | No | 0.71 | 0.38 | 81.99 | [134 empty] | 2014-06-23 | 2014-02-18 | United States, Switzerland, Taiwan, Japan, Canada | ES_1093185_FAS2520-ES-114-R6-C (2TB) (FAS2520 (SATA))_10102014134203_8523728
2222022 | 0 | 2014-06-23 | 2014-02-18 | Yes | Data Deduplication,Delta Snapshots,Thin Provisioning,Compression | Fixed Size Qualification Range | Active Cooling | Multi Output | 580W | 80 PLUS Silver Level, 230V International | 0 | DRAM | HDD | 3.5 | 7200 | 1000 | 48 | 0 | 0 | 48 | 1 | 0 | 6 | 3 | No | 0.7 | 0.24 | 87.87 | 2222022 |  | NetApp, Inc. | NetApp, Inc | ENERGY STAR FAS2554 Single Controller Capacity HDD | FAS2554-ES-303-R6-C (2TB HDD), FAS2554-ES-304-R6-C (3TB HDD), FAS2554-ES-305-R6-C (4TB HDD), or FAS2554-ES-306-R6-C (4TB-NSE HDD); FAS2554-001-R6 (Controller) |  | Block I/O and Network Attached Storage (NAS) | Online 3 | Yes | Scale-Up Storage | NetApp | FAS2000 Series | FAS2554-001-R6 | RAID DP | Data Deduplication,Delta Snapshots,Thin Provisioning,Compression | Streaming | Fixed Size Qualification Range | No | No | Data ONTAP | 8.2.0 P3 | No | Active Cooling | No |  | No |  |  | FAS2240-4-E-002-CM-R6; DS4246-E-0724-24A-SK-R6 | Multi Output | NetApp | TDPS-580BB B | TDPS-580BB B | 580W | 80 PLUS Silver Level, 230V International |  | DRAM |  | ENERGY STAR FAS2240-4 Single Controller Capacity HDD (1TB) with one ENERGY STAR Capacity HDD (1TB) Expansion Shelf | FAS2240-4-E-002-CM-R6; DS4246-E-0724-24A-SK-R6 | HDD | 3.5 | 7200 | 1000 | 48 |  |  | 48 | 1 | 0 | 6 | 3 | No | 0.7 | 0.24 | 87.87 | [134 empty] | 2014-06-23 | 2014-02-18 | United States, Switzerland, Taiwan, Japan, Canada | ES_1093185_FAS2554-ES-303-R6-C (2TB HDD) (FAS2554 (SATA))_10102014153314_5194369
2222379 | 0 | 2014-06-23 | 2014-08-26 | Yes | Data Deduplication,Delta Snapshots,Thin Provisioning,Compression | Fixed Size Qualification Range | Active Cooling | Multi Output | 750W, 580W | 80 PLUS Silver Level, 230V International | 0 | DRAM | HDD | 3.5 | 7200 | 1000 | 36 | 0 | 0 | 36 | 1 | 0 | 4 | 2 | No | 0.71 | 0.38 | 81.99 | 2222379 |  | NetApp, Inc. | NetApp, Inc | Energy Star FAS2520 Single Controller Capacity HDD | FAS2520-ES-114-R6-C (2TB), FAS2520-ES-116-R6-C (3TB), FAS2520-ES-117-R6-C (4TB) or FAS2520-ES-118-R6-C (4TB-NSE); FAS2520-001-R6 (Controller) |  | Block I/O and Network Attached Storage (NAS) | Online 3 | Yes | Scale-Up Storage | NetApp | FAS2000 Series | FAS2520-001-R6 | RAID DP | Data Deduplication,Delta Snapshots,Thin Provisioning,Compression | Streaming | Fixed Size Qualification Range | No | No | Data ONTAP | 8.2.0 P3 | No | Active Cooling | No |  | No |  |  | FAS2220-E-003-CM-R6; DS4246-E-0724-24A-SK-R6 | Multi Output | NetApp | TDPS-750AB D, TDPS-580BB B | TDPS-750AB D, TDPS-580BB B | 750W, 580W | 80 PLUS Silver Level, 230V International |  | DRAM |  | Energy Star FAS2220 Single Controller Capacity HDD (1TB) with one Energy Star Capacity HDD (1TB) Expansion Shelf | FAS2220-E-003-CM-R6; DS4246-E-0724-24A-SK-R6 | HDD | 3.5 | 7200 | 1000 | 36 |  |  | 36 | 1 | 0 | 4 | 2 | No | 0.71 | 0.38 | 81.99 | [134 empty] | 2014-06-23 | 2014-08-26 | United States, Switzerland, Taiwan, Japan, Canada | ES_1093185_FAS2520-ES-114-R6-C (2TB)_10152014112344_2224802
2222380 | 0 | 2014-06-23 | 2014-08-26 | Yes | Data Deduplication,Delta Snapshots,Thin Provisioning,Compression | Fixed Size Qualification Range | Active Cooling | Multi Output | 750W, 580W | 80 PLUS Silver Level, 230V International | 0 | DRAM | HDD | 3.5 | 7200 | 1000 | 36 | 0 | 0 | 36 | 2 | 1 | 4 | 2 | No | 0.75 | 0.4 | 73.87 | 2222380 |  | NetApp, Inc. | NetApp, Inc | Energy Star FAS2520 Dual Controller Capacity HDD | FAS2520-ES-114-R6-C (2TB), FAS2520-ES-116-R6-C (3TB), FAS2520-ES-117-R6-C (4TB) or FAS2520-ES-118-R6-C (4TB-NSE); FAS2520A-001-R6 (Controller 1); FAS2520A-001-R6 (Controller 2) |  | Block I/O and Network Attached Storage (NAS) | Online 3 | Yes | Scale-Up Storage | NetApp | FAS2000 Series | FAS2520A-001-R6 | RAID DP | Data Deduplication,Delta Snapshots,Thin Provisioning,Compression | Streaming | Fixed Size Qualification Range | No | No | Data ONTAP | 8.2.0 P3 | No | Active Cooling | No |  | No |  |  | FAS2220A-E-CM-003-R6; DS4246-E-0724-24A-SK-R6 | Multi Output | NetApp | TDPS-750AB D, TDPS-580BB B | TDPS-750AB D, TDPS-580BB B | 750W, 580W | 80 PLUS Silver Level, 230V International |  | DRAM |  | Energy Star FAS2220 Dual Controller Capacity HDD (1TB) with one Energy Star Capacity HDD (1TB) Expansion Shelf | FAS2220A-E-CM-003-R6; DS4246-E-0724-24A-SK-R6 | HDD | 3.5 | 7200 | 1000 | 36 |  |  | 36 | 2 | 1 | 4 | 2 | No | 0.75 | 0.4 | 73.87 | [134 empty] | 2014-06-23 | 2014-08-26 | United States, Switzerland, Taiwan, Japan, Canada | ES_1093185_FAS2520-ES-114-R6-C (2TB)_10152014112729_2449521
2222386 | 0 | 2014-06-23 | 2014-08-26 | Yes | Data Deduplication,Delta Snapshots,Thin Provisioning,Compression | Fixed Size Qualification Range | Active Cooling | Multi Output | 580W | 80 PLUS Silver Level, 230V International | 0 | DRAM | HDD | 3.5 | 7200 | 1000 | 48 | 0 | 0 | 48 | 1 | 0 | 6 | 3 | No | 0.7 | 0.24 | 87.87 | 2222386 |  | NetApp, Inc. | NetApp, Inc | Energy Star FAS2554 Single Controller Capacity HDD | FAS2554-ES-303-R6-C (2TB HDD), FAS2554-ES-304-R6-C (3TB HDD), FAS2554-ES-305-R6-C (4TB HDD), or FAS2554-ES-306-R6-C (4TB-NSE HDD); FAS2554-001-R6 (Controller) |  | Block I/O and Network Attached Storage (NAS) | Online 3 | Yes | Scale-Up Storage | NetApp | FAS2000 Series | FAS2554-001-R6 | RAID DP | Data Deduplication,Delta Snapshots,Thin Provisioning,Compression | Streaming | Fixed Size Qualification Range | No | No | Data ONTAP | 8.2.0 P3 | No | Active Cooling | No |  | No |  |  | FAS2240-4-E-002-CM-R6; DS4246-E-0724-24A-SK-R6 | Multi Output | NetApp | TDPS-580BB B | TDPS-580BB B | 580W | 80 PLUS Silver Level, 230V International |  | DRAM |  | Energy Star FAS2240-4 Single Controller Capacity HDD (1TB) with one Energy Star Capacity HDD (1TB) Expansion Shelf | FAS2240-4-E-002-CM-R6; DS4246-E-0724-24A-SK-R6 | HDD | 3.5 | 7200 | 1000 | 48 |  |  | 48 | 1 | 0 | 6 | 3 | No | 0.7 | 0.24 | 87.87 | [134 empty] | 2014-06-23 | 2014-08-26 | United States, Switzerland, Taiwan, Japan, Canada | ES_1093185_FAS2554-ES-303-R6-C (2TB HDD)_10152014124036_6836913
2235630 | 0 | 2013-09-06 | 2015-04-01 | Yes | Delta Snapshots | Fixed Size Qualification Range | Active Cooling | Single-Output | 736 | Silver | 0 | DRAM | HDD | 3.5 | 7200 | 4096 | 24 | 100 | 0 | 24 | 2 | 1 | 4 | 2 | No | 2.34 | 0.68 | 219.2 | 2235630 |  | IBM Corporation | IBM | V3700 | 2072-12C | Storwize V3700,2072-12E, | Block I/O | Online 3 | Yes | Scale-Up Storage | IBM | Storwize | 2072-12C | RAID 5 | Delta Snapshots | Streaming | Fixed Size Qualification Range | Yes | No | AIX | 7.1 | No | Active Cooling | Yes | user-selectable | Yes | user-selectable |  | 2072-12C | Single-Output | Delta Electronics | TDPS-800BB A | N/A | 736 | Silver |  | DRAM |  | Storwize | 2072-12C; 2072-12E | HDD | 3.5 | 7200 | 4096 | 24 | 100 | 0 | 24 | 2 | 1 | 4 | 2 | No | 2.34 | 0.68 | 219.2 | [134 empty] | 2013-09-06 | 2015-04-01 | United States, Switzerland, Taiwan, Japan, Canada | ES_40266_2072-12C 2072-12E_04022015102506_7170163

## 5e. 04 Trans
ENERGY STAR Unique ID | Config ID | Data on Market | Date Qualified | Physical Data Submission Only | Capacity Optimized Method Available (COMs) | Qualification Range Submission Type | Active or Passive Cooling Enabled in Hardware on Shipment | Trans PSU Rated Output (W) | Trans PSUs 80PLUS Certification | Trans Device Type Highest Predicted Deployed Device | Trans Device Form Factor Highest Predicted Deployed Device | Trans Device Rated Speed (RPM) Highest Predicted Deployed Device | Trans Device Raw Capacity (GB) Highest Predicted Deployed Device | Trans Total Num Installed Storage Devices Optimal Point | Trans Ratio Devices Mixed Optimal Point | Trans Installed Solid State Devices in Optimal Point | Trans Installed Rotational Devices in Optimal Point | Trans Num of Controllers in Optimal Point | Trans Num Redundant Controllers Optimal Point | Trans Number of PSUs Optimal Point | Trans Number of Redundant PSUs Optimal Point | Trans Auto Tiering Enabled Optimal Point | Trans Optimal Point Hot Band Workload Test (IOPS/W) | Trans Optimal Point Random Read Workload Test (IOPS/W) | Trans Optimal Point Random Write Workload Test (IOPS/W) | Trans Optimal Point Ready Idle Workload Test (GB/W) |  | ENERGY STAR Unique ID | ENERGY STAR Partner | Brand Name | Model Name | Model Number | Additional Model Information | Storage Model Connectivity | Product Type | Physical Data Submission Only | Storage Controller Configuration | Storage Controller Manufacturer Name | Storage Controller Model Name | Storage Controller Model Number | Storage Controller Advanced Data Recovery Type | Capacity Optimized Method Available (COMs) | Workload Optimization Type | Qualification Range Submission Type | Automated Storage Tiering Capable | Automated Storage Tiering Enabled in Hardware on Shipment | Software Operating Environment Name | Software Operating Environment Version | Intelligent Power Distribution Unit (iPDU) Used During Testing | Active or Passive Cooling Enabled in Hardware on Shipment | Input Power Rolling Average Capability | Length of Rolling Average for Input Power (s) | Inlet Air Temperature Rolling Average Capability | Length of Rolling Average for Inlet Air Temperature (s) | Power and Temperature Reporting Additional Information | Trans Model Number or Config ID | Trans Power Supply Unit (PSU) Type | Trans PSU Manufacturer Name | Trans PSU Model Name | Trans PSU Model Number | Trans PSU Rated Output (W) | Trans PSUs 80PLUS Certification | Trans Total Amount of Cache (GB) | Trans Devices Used for Cache | Trans Other Devices Used for Cache | Trans Device Model Name Highest Predicted Deployed Device | Trans Device Model Number Highest Predicted Deployed Device | Trans Device Type Highest Predicted Deployed Device | Trans Device Form Factor Highest Predicted Deployed Device | Trans Device Rated Speed (RPM) Highest Predicted Deployed Device | Trans Device Raw Capacity (GB) Highest Predicted Deployed Device | Trans Total Num Installed Storage Devices Optimal Point | Trans Ratio Devices Mixed Optimal Point | Trans Installed Solid State Devices in Optimal Point | Trans Installed Rotational Devices in Optimal Point | Trans Num of Controllers in Optimal Point | Trans Num Redundant Controllers Optimal Point | Trans Number of PSUs Optimal Point | Trans Number of Redundant PSUs Optimal Point | Trans Auto Tiering Enabled Optimal Point | Trans Optimal Point Hot Band Workload Test (IOPS/W) | Trans Optimal Point Random Read Workload Test (IOPS/W) | Trans Optimal Point Random Write Workload Test (IOPS/W) | Trans Optimal Point Ready Idle Workload Test (GB/W) | Trans Storage Device 1 Type | Trans Storage Device 1 Form Factor | Trans Storage Device 1 Rated Speed (RPM) | Trans Storage Device 1 Raw Capacity (GB) | Trans Num Devices Storage Device 1 Optimal Point | Trans Physical or Modeled Data Device 1 Optimal Point | Trans Automated Tiering Enabled During Testing Device 1 | Trans Device 1 Optimal Point Hot Band Wrkld Test (IOPS/W) | Trans Device 1 Optimal Point Random Read Wrkld Test (IOPS/W) | Trans Device 1 Optimal Point Random Write Wrkld Test (IOPS/W) | Trans Device 1 Optimal Point Ready Idle Wrkld Test (GB/W) | Trans Storage Device 2 Type | Trans Storage Device 2 Form Factor | Trans Storage Device 2 Rated Speed (RPM) | Trans Storage Device 2 Raw Capacity (GB) | Trans Num Devices Storage Device 2 Optimal Point | Trans Physical or Modeled Data Device 2 Optimal Point | Trans Automated Tiering Enabled During Testing Device 2 | Trans Device 2 Optimal Point Hot Band Wrkld Test (IOPS/W) | Trans Device 2 Optimal Point Random Read Wrkld Test (IOPS/W) | Trans Device 2 Optimal Point Random Write Wrkld Test (IOPS/W) | Trans Device 2 Optimal Point Ready Idle Wrkld Test (GB/W) | Trans Storage Device 3 Type | Trans Storage Device 3 Form Factor | Trans Storage Device 3 Rated Speed (RPM) | Trans Storage Device 3 Raw Capacity (GB) | Trans Num Devices Storage Device 3 Optimal Point | Trans Physical or Modeled Data Device 3 Optimal Point | Trans Automated Tiering Enabled During Testing Device 3 | Trans Device 3 Optimal Point Hot Band Wrkld Test (IOPS/W) | Trans Device 3 Optimal Point Random Read Wrkld Test (IOPS/W) | Trans Device 3 Optimal Point Random Write Wrkld Test (IOPS/W) | Trans Device 3 Optimal Point Ready Idle Wrkld Test (GB/W) | Trans Storage Device 4 Type | Trans Storage Device 4 Form Factor | Trans Storage Device 4 Rated Speed (RPM) | Trans Storage Device 4 Raw Capacity (GB) | Trans Num Devices Storage Device 4 Optimal Point | Trans Physical or Modeled Data Device 4 Optimal Point | Trans Automated Tiering Enabled During Testing Device 4 | Trans Device 4 Optimal Point Hot Band Wrkld Test (IOPS/W) | Trans Device 4 Optimal Point Random Read Wrkld Test (IOPS/W) | Trans Device 4 Optimal Point Random Write Wrkld Test (IOPS/W) | Trans Device 4 Optimal Point Ready Idle Wrkld Test (GB/W) | Trans Storage Device 5 Type | Trans Storage Device 5 Form Factor | Trans Storage Device 5 Rated Speed (RPM) | Trans Storage Device 5 Raw Capacity (GB) | Trans Num Devices Storage Device 5 Optimal Point | Trans Physical or Modeled Data Device 5 Optimal Point | Trans Automated Tiering Enabled During Testing Device 5 | Trans Device 5 Optimal Point Hot Band Wrkld Test (IOPS/W) | Trans Device 5 Optimal Point Random Read Wrkld Test (IOPS/W) | Trans Device 5 Optimal Point Random Write Wrkld Test (IOPS/W) | Trans Device 5 Optimal Point Ready Idle Wrkld Test (GB/W) | Trans Storage Device 6 Type | Trans Storage Device 6 Form Factor | Trans Storage Device 6 Rated Speed (RPM) | Trans Storage Device 6 Raw Capacity (GB) | Trans Num Devices Storage Device 6 Optimal Point | Trans Physical or Modeled Data Device 6 Optimal Point | Trans Automated Tiering Enabled During Testing Device 6 | Trans Device 6 Optimal Point Hot Band Wrkld Test (IOPS/W) | Trans Device 6 Optimal Point Random Read Wrkld Test (IOPS/W) | Trans Device 6 Optimal Point Random Write Wrkld Test (IOPS/W) | Trans Device 6 Optimal Point Ready Idle Wrkld Test (GB/W) | Stream Model Number or Config ID | Stream Power Supply Unit (PSU) Type | Stream PSU Manufacturer Name | Stream PSU Model Name | Stream PSU Model Number | Stream PSU Rated Output (W) | Stream PSUs 80PLUS Certification | Stream Total Amount of Cache (GB) | Stream Devices Used for Cache | Stream Other Devices Used for Cache | Stream Device Model Name Highest Predicted Deployed Device | Stream Device Model Number Highest Predicted Deployed Device | Stream Device Type Highest Predicted Deployed Device | Stream Device Form Factor Highest Predicted Deployed Device | Stream Device Rated Speed (RPM) Highest Predicted Deployed Device | Stream Device Raw Capacity (GB) Highest Predicted Deployed Device | Stream Total Num Installed Storage Devices Optimal Point | Stream Ratio Devices Mixed Optimal Point | Stream Installed Solid State Devices in Optimal Point | Stream Installed Rotational Devices in Optimal Point | Stream Num of Controllers in Optimal Point | Stream Num Redundant Controllers Optimal Point | Stream Number of PSUs Optimal Point | Stream Number of Redundant PSUs Optimal Point | Stream Auto Tiering Enabled Optimal Point | Stream Optimal Point Seq Read Workload Test (MiBPS/W) | Stream Optimal Point Seq Write Workload Test (MiBPS/W) | Stream Optimal Point Ready Idle Workload Test (GB/W) | Stream Storage Device 1 Type | Stream Storage Device 1 Form Factor | Stream Storage Device 1 Rated Speed (RPM) | Stream Storage Device 1 Raw Capacity (GB) | Stream Num Devices Storage Device 1 Optimal Point | Stream Physical or Modeled Data Device 1 Optimal Point | Stream Automated Tiering Enabled During Testing Device 1 | Stream Device 1 Optimal Point Seq Read Wrkld Test (MiBPS/W) | Stream Device 1 Optimal Point Seq Write Wrkld Test (MiBPS/W) | Stream Device 1 Optimal Point Ready Idle Wrkld Test (GB/W) | Stream Storage Device 2 Type | Stream Storage Device 2 Form Factor | Stream Storage Device 2 Rated Speed (RPM) | Stream Storage Device 2 Raw Capacity (GB) | Stream Num Devices Storage Device 2 Optimal Point | Stream Physical or Modeled Data Device 2 Optimal Point | Stream Automated Tiering Enabled During Testing Device 2 | Stream Device 2 Optimal Point Seq Read Wrkld Test (MiBPS/W) | Stream Device 2 Optimal Point Seq Write Wrkld Test (MiBPS/W) | Stream Device 2 Optimal Point Ready Idle Wrkld Test (GB/W) | Stream Storage Device 3 Type | Stream Storage Device 3 Form Factor | Stream Storage Device 3 Rated Speed (RPM) | Stream Storage Device 3 Raw Capacity (GB) | Stream Num Devices Storage Device 3 Optimal Point | Stream Physical or Modeled Data Device 3 Optimal Point | Stream Automated Tiering Enabled During Testing Device 3 | Stream Device 3 Optimal Point Seq Read Wrkld Test (MiBPS/W) | Stream Device 3 Optimal Point Seq Write Wrkld Test (MiBPS/W) | Stream Device 3 Optimal Point Ready Idle Wrkld Test (GB/W) | Stream Storage Device 4 Type | Stream Storage Device 4 Form Factor | Stream Storage Device 4 Rated Speed (RPM) | Stream Storage Device 4 Raw Capacity (GB) | Stream Num Devices Storage Device 4 Optimal Point | Stream Physical or Modeled Data Device 4 Optimal Point | Stream Automated Tiering Enabled During Testing Device 4 | Stream Device 4 Optimal Point Seq Read Wrkld Test (MiBPS/W) | Stream Device 4 Optimal Point Seq Write Wrkld Test (MiBPS/W) | Stream Device 4 Optimal Point Ready Idle Wrkld Test (GB/W) | Stream Storage Device 5 Type | Stream Storage Device 5 Form Factor | Stream Storage Device 5 Rated Speed (RPM) | Stream Storage Device 5 Raw Capacity (GB) | Stream Num Devices Storage Device 5 Optimal Point | Stream Physical or Modeled Data Device 5 Optimal Point | Stream Automated Tiering Enabled During Testing Device 5 | Stream Device 5 Optimal Point Seq Read Wrkld Test (MiBPS/W) | Stream Device 5 Optimal Point Seq Write Wrkld Test (MiBPS/W) | Stream Device 5 Optimal Point Ready Idle Wrkld Test (GB/W) | Stream Storage Device 6 Type | Stream Storage Device 6 Form Factor | Stream Storage Device 6 Rated Speed (RPM) | Stream Storage Device 6 Raw Capacity (GB) | Stream Num Devices Storage Device 6 Optimal Point | Stream Physical or Modeled Data Device 6 Optimal Point | Stream Automated Tiering Enabled During Testing Device 6 | Stream Device 6 Optimal Point Seq Read Wrkld Test (MiBPS/W) | Stream Device 6 Optimal Point Seq Write Wrkld Test (MiBPS/W) | Stream Device 6 Optimal Point Ready Idle Wrkld Test (GB/W) | Cap Model Number or Config ID | Cap Power Supply Unit (PSU) Type | Cap PSU Manufacturer Name | Cap PSU Model Name | Cap PSU Model Number | Cap PSU Rated Output (W) | Cap PSUs 80PLUS Certification | Cap Total Amount of Cache (GB) | Cap Devices Used for Cache | Cap Other Devices Used for Cache | Cap Device Model Name Highest Predicted Deployed Device | Cap Device Model Number Highest Predicted Deployed Device | Cap Device Type Highest Predicted Deployed Device | Cap Device Form Factor Highest Predicted Deployed Device | Cap Device Rated Speed (RPM) Highest Predicted Deployed Device | Cap Device Raw Capacity (GB) Highest Predicted Deployed Device | Cap Total Num Installed Storage Devices Optimal Point | Cap Ratio Devices Mixed Optimal Point | Cap Installed Solid State Devices in Optimal Point | Cap Installed Rotational Devices in Optimal Point | Cap Num of Controllers in Optimal Point | Cap Num Redundant Controllers Optimal Point | Cap Number of PSUs Optimal Point | Cap Number of Redundant PSUs Optimal Point | Cap Auto Tiering Enabled Optimal Point | Cap Optimal Point Ready Idle Workload Test (GB/W) | Cap Storage Device 1 Type | Cap Storage Device 1 Form Factor | Cap Storage Device 1 Rated Speed (RPM) | Cap Storage Device 1 Raw Capacity (GB) | Cap Num Devices Storage Device 1 Optimal Point | Cap Physical or Modeled Data Device 1 Optimal Point | Cap Automated Tiering Enabled During Testing Device 1 | Cap Device 1 Optimal Point Ready Idle Wrkld Test (GB/W) | Cap Storage Device 2 Type | Cap Storage Device 2 Form Factor | Cap Storage Device 2 Rated Speed (RPM) | Cap Storage Device 2 Raw Capacity (GB) | Cap Num Devices Storage Device 2 Optimal Point | Cap Physical or Modeled Data Device 2 Optimal Point | Cap Automated Tiering Enabled During Testing Device 2 | Cap Device 2 Optimal Point Ready Idle Wrkld Test (GB/W) | Cap Storage Device 3 Type | Cap Storage Device 3 Form Factor | Cap Storage Device 3 Rated Speed (RPM) | Cap Storage Device 3 Raw Capacity (GB) | Cap Num Devices Storage Device 3 Optimal Point | Cap Physical or Modeled Data Device 3 Optimal Point | Cap Automated Tiering Enabled During Testing Device 3 | Cap Device 3 Optimal Point Ready Idle Wrkld Test (GB/W) | Cap Storage Device 4 Type | Cap Storage Device 4 Form Factor | Cap Storage Device 4 Rated Speed (RPM) | Cap Storage Device 4 Raw Capacity (GB) | Cap Num Devices Storage Device 4 Optimal Point | Cap Physical or Modeled Data Device 4 Optimal Point | Cap Automated Tiering Enabled During Testing Device 4 | Cap Device 4 Optimal Point Ready Idle Wrkld Test (GB/W) | Cap Storage Device 5 Type | Cap Storage Device 5 Form Factor | Cap Storage Device 5 Rated Speed (RPM) | Cap Storage Device 5 Raw Capacity (GB) | Cap Num Devices Storage Device 5 Optimal Point | Cap Physical or Modeled Data Device 5 Optimal Point | Cap Automated Tiering Enabled During Testing Device 5 | Cap Device 5 Optimal Point Ready Idle Wrkld Test (GB/W) | Cap Storage Device 6 Type | Cap Storage Device 6 Form Factor | Cap Storage Device 6 Rated Speed (RPM) | Cap Storage Device 6 Raw Capacity (GB) | Cap Num Devices Storage Device 6 Optimal Point | Cap Physical or Modeled Data Device 6 Optimal Point | Cap Automated Tiering Enabled During Testing Device 6 | Cap Device 6 Optimal Point Ready Idle Wrkld Test (GB/W) | Date Available On Market | Date Qualified | Markets | CB Model Identifier
2241233 | A | 2015-06-01 | 2015-05-29 | No | Delta Snapshots,Thin Provisioning | Fixed Size Qualification Range | Active Cooling | 580 | Gold | HDD | 2.5 | 7200 | 1000 | 24 | 0 | 0 | 24 | 2 | 1 | 2 | 1 | No | 18.3 | 5.9 | 8.2 | 81.4 | A | 2241233 | Dell Inc. | DELL | SC4020 | E10J |  | Block I/O | Online 4 | No | Scale-Up Storage | Dell | 10G-iSCSI-2 Type A | 10G-iSCSI-2 | RAID | Delta Snapshots,Thin Provisioning | Transaction | Fixed Size Qualification Range | Yes | Yes | Storage Center OS | 6.5.20 | No | Active Cooling | No |  | No |  |  | E10J | Single-Output | Xyratex | SP-PCM01-HE580-AC-DELL | SP-PCM01-HE580-AC | 580 | Gold |  | Other | SDRAM | Seagate ST1000NX0333 | ST1000NX0333 | HDD | 2.5 | 7200 | 1000 | 24 |  |  | 24 | 2 | 1 | 2 | 1 | No | 18.3 | 5.9 | 8.2 | 81.4 | Hard Disk Drive (HDD) | 2.5 inch | 10000 |  | 24 | Physical | No | 27 | 13.2 | 8.9 | 47.7 | Hard Disk Drive (HDD) | 2.5 inch | 15000 |  | 24 | Physical | No | 37.7 | 19.3 | 11.4 | 21.7 | [206 empty] | 2015-06-01 | 2015-05-29 | United States, Switzerland, Taiwan, Japan, Canada | ES_29573_E10J_20155109091537_2736384
2239321 | A | 2015-04-16 | 2015-04-16 | No | Delta Snapshots,Thin Provisioning | Fixed Size Qualification Range | Active Cooling | 580 | Gold | HDD | 2.5 | 7200 | 1000 | 24 | 0 | 0 | 24 | 2 | 1 | 2 | 1 | No | 10.3 | 4.6 | 4.4 | 86.5 | A | 2239321 | Dell Inc. | DELL | SCv2020 | E10J |  | Block I/O | Online 4 | No | Scale-Up Storage | Dell | 10G-iSCSI-2 Type B | 10G-iSCSI-2 | RAID | Delta Snapshots,Thin Provisioning | Transaction | Fixed Size Qualification Range | No | No | Storage Center OS | 6.6.1 | No | Active Cooling | No |  | No |  |  | E10J | Single-Output | Xyratex | Xyratex SP-PCM01-HE580-AC | SP-PCM01-HE580-AC | 580 | Gold |  | Other | SDRAM | Seagate ST1000NX0333 | ST1000NX0333 | HDD | 2.5 | 7200 | 1000 | 24 |  |  | 24 | 2 | 1 | 2 | 1 | No | 10.3 | 4.6 | 4.4 | 86.5 | Hard Disk Drive (HDD) | 2.5 inch | 10000 |  | 24 | Physical | No | 29.2 | 14.9 | 9.5 | 49.9 | Hard Disk Drive (HDD) | 2.5 inch | 15000 |  | 24 | Physical | No | 29.2 | 14.9 | 9.5 | 25 | [206 empty] | 2015-04-16 | 2015-04-16 | United States, Switzerland, Taiwan, Japan, Canada | ES_29573_E10J_20154113190311_8662563
2301109 | 0 | 2016-08-15 | 2017-08-01 | Yes | Delta Snapshots,Thin Provisioning | Flexible Size Qualification Range | Active Cooling | 750W (controllers); 460W (drive shelves) | Gold; Gold | HDD | 2.5 | 10000 | 300 | 20 | N/A | N/A | 20 | 2 | 2 | 4 | 4 | Yes | 5.65 | 2.71 | 4.64 | 18.8 |  | 2301109 | Hewlett Packard Enterprise | HPE StoreVirtual 3200 | HPE StoreVirtual 3200 4-port 16Gb FC SFF Storage | N9X24A | ,,Additional qualified HDDs and SSDs: N9X05A=600GB; ,,N9X06A=900GB; ,,N9X07A=1.2TB; ,,N9X08A=1.8TB; ,,N9X84A=400GB; ,,N9X85A=800GB; ,,N9X86A=1.6TB; ,,N9X87A=200GB; ,,N9X88A=400GB; ,,N9X89A=800GB; ,,N9Z13A=3.2TB | Block I/O | Online 4 | Yes | Scale-Up Storage | Hewlett Packard Enterprise | HPE StoreVirtual 3200 4-port 16Gb FC SFF Storage | N9X24A | Parity RAID | Delta Snapshots,Thin Provisioning | Transaction | Flexible Size Qualification Range | Yes | Yes | HPE StoreVirtual Management Console | 13.5.00 | No | Active Cooling | No |  | No |  |  | N9X24A | Multi-Output; Multi-Output | HPE; HPE | DPS-750RB A (controllers); DPS-460EB A (drive shelves) | 506822-101 (controllers); 499250-101 (drive shelves) | 750W (controllers); 460W (drive shelves) | Gold; Gold |  | Other | NVDIMM | HPE StoreVirtual 3000 300GB 12G SAS 10K SFF (2.5in) Enterprise 3yr Warranty | N9X04A | HDD | 2.5 | 10000 | 300 | 20 | N/A | N/A | 20 | 2 | 2 | 4 | 4 | Yes | 5.65 | 2.71 | 4.64 | 18.8 | [228 empty] | 2016-08-15 | 2017-08-01 | United States, Switzerland, Taiwan, Japan, Canada | ES_1128289_N9X24A_08012017145625_3718533
2252003 | 0 | 2014-05-01 | 2015-11-06 | Yes | Delta Snapshots,Thin Provisioning | Flexible Size Qualification Range | Active Cooling | 600W ; 1796W | SO-672 (Silver) ; SO-683 (Platinum) | HDD | 2.5 | 10000 | 600 | 576 | 0 | 0 | 0 | 4 | 2 | 52 | 26 | No | 21.49 | 16.21 | 5.71 | 63.6 |  | 2252003 | Hitachi Data Systems | Hitachi | Hitachi Virtual Storage Platform G1000 | G1000 |  | Block I/O | Online 4 | Yes | Scale-Out Storage | Hitachi, Ltd | Hitachi Virtual Storage Platform G1000 | G1000 | RAID 1; RAID 5; RAID 6 | Delta Snapshots,Thin Provisioning | Transaction | Flexible Size Qualification Range | Yes | No | Storage Virtualization Operating System (SVOS) | 6.2 | No | Active Cooling | No |  | No |  |  | G1000 | Multi-Output | Delta Electronics (Thailand) PCL. ; Shindengen Electric Mfg. Co. Ltd. | TDPS-600FB A ; HS1801 | TDPS-600FB A ; HS1801 | 600W ; 1796W | SO-672 (Silver) ; SO-683 (Platinum) |  | Other | SDRAM | VSP G1000 600GB SAS 10K RPM HDD SFF | DKC-F810I-600JCM.P | HDD | 2.5 | 10000 | 600 | 576 |  |  |  | 4 | 2 | 52 | 26 | No | 21.49 | 16.21 | 5.71 | 63.6 | [228 empty] | 2014-05-01 | 2015-11-06 | United States, Switzerland, Taiwan, Japan, Canada | ES_1109216_G1000_11052015223147_2707596
2252479 | 0 | 2014-05-12 | 2015-11-12 | Yes | Delta Snapshots,Thin Provisioning | Flexible Size Qualification Range | Active Cooling | 600W ; 1796W | SO-672 (Silver) ; SO-683 (Platinum) | HDD | 2.5 | 10000 | 600 | 576 | 0 | 0 | 0 | 4 | 2 | 52 | 26 | No | 21.49 | 16.21 | 5.71 | 63.6 |  | 2252479 | Hewlett Packard Enterprise | HP | HP XP7 Storage System | H6F99A |  | Block I/O | Online 4 | Yes | Scale-Out Storage | Hitachi, Ltd | Hitachi Virtual Storage Platform G1000 | G1000 | RAID 1; RAID 5; RAID 6 | Delta Snapshots,Thin Provisioning | Transaction | Flexible Size Qualification Range | Yes | No | Storage Virtualization Operating System (SVOS) | 6.2 | No | Active Cooling | No |  | No |  |  | G1000 | Multi-Output | Delta Electronics (Thailand) PCL. ; Shindengen Electric Mfg. Co. Ltd. | TDPS-600FB A ; HS1801 | TDPS-600FB A ; HS1801 | 600W ; 1796W | SO-672 (Silver) ; SO-683 (Platinum) |  | Other | SDRAM | VSP G1000 600GB SAS 10K RPM HDD SFF | DKC-F810I-600JCM.P | HDD | 2.5 | 10000 | 600 | 576 |  |  |  | 4 | 2 | 52 | 26 | No | 21.49 | 16.21 | 5.71 | 63.6 | [228 empty] | 2014-05-12 | 2015-11-12 | United States, Switzerland, Taiwan, Japan, Canada | ES_1128289_H6F99A_11122015185456_4496918
2302938 | 0 | 2017-05-24 | 2017-08-25 | Yes | Data Deduplication,Delta Snapshots,Thin Provisioning | Fixed Size Qualification Range | Active Cooling | 750W (controllers); 460W (drive shelves) | Gold; Gold | HDD | 2.5 | 10000 | 600 | 96 | N/A | N/A | 96 | 2 | 2 | 12 | 12 | Yes | 13.86 | 6.38 | 6 | 42.5 |  | 2302938 | Hewlett Packard Enterprise | HPE 3PAR StoreServ | HPE 3PAR StoreServ 9450 | Q0E92A/Q7F41A/Q0E94A | ,,Additional qualified SSDs: Q0F40A=400GB; ,,Q0F41A=3.84TB; ,,Q0F42A=7.68TB; ,,Q0F43A=15.36TB; ,,Q0F44A=3.84TB; ,,Q0F45A=7.68TB; ,,Q0F46A=15.36TB; ,,Q1J36A=1.92TB | Block I/O | Online 4 | Yes | Scale-Up Storage | Hewlett Packard Enterprise | HPE 3PAR 9450 Storage Node with All-inclusive Single-system Software | Q0E92A/Q7F41A/Q0E94A | Parity RAID | Data Deduplication,Delta Snapshots,Thin Provisioning | Transaction | Fixed Size Qualification Range | Yes | Yes | HPE 3PAR Management Console | 3.3.1.237 | No | Active Cooling | No |  | No |  |  | Q0E92A/Q7F41A/Q0E94A | Multi-Output; Multi-Output | Delta Electronics; Lite-On Technology Corp | DPS-750AB-3 A (controllers); HSTNS-PL14 (drive shelves) | 643932-001 (controllers); 499250-201 (drive shelves) | 750W (controllers); 460W (drive shelves) | Gold; Gold |  | DRAM |  | J8S07A | J8S07A | HDD | 2.5 | 10000 | 600 | 96 | N/A | N/A | 96 | 2 | 2 | 12 | 12 | Yes | 13.86 | 6.38 | 6 | 42.5 | [228 empty] | 2017-05-24 | 2017-08-25 | United States, Switzerland, Taiwan, Japan, Canada | ES_1128289_Q0E92AQ7F41AQ0E94A_08302017150156_6429272
2221156 | 0 | 2012-09-26 | 2014-09-30 | Yes | Delta Snapshots,Thin Provisioning | Flexible Size Qualification Range | Active Cooling | 1,650W; 997W; 802W; 847W; 600W | SO-699 (GOLD); SO-698(GOLD); SO-680 (Silver); SO-681 (Silver); SO-672 (Silver) | HDD | 2.5 | 10000 | 900 | 192 | 0 | 0 | 0 | 1 | 1 | 8 | 8 | No | 20.63 | 19.63 | 12.39 | 38.6 |  | 2221156 | Hitachi Data Systems | Hitachi | Hitachi Unified Storage VM | HUS VM | HUS VM SAS 900GB/1200GB,10K RPM Hard Disk Drive (2.5 in, 3.5 in),; HUS VM SSD/Flash 200GB/400GB/1600GB/3200GB,(2.5 in, 3.5 in, custom), | Block I/O | Online 4 | Yes | Scale-Up Storage | Hitachi, Ltd. | Hitachi Unified Storage VM | HUS VM | RAID 1; RAID 5; RAID 6 | Delta Snapshots,Thin Provisioning | Transaction | Flexible Size Qualification Range | Yes | No | Base Operating System | 73-03-04-00/00 | Yes | Active Cooling | No |  | No |  |  | HUS VM | Multi output | Delta Electronics (Thailand) Co. Ltd.; Shindengen Electric Mfg. Co. Ltd.; Hitachi Information & Telecommunication Engineering Ltd. | TDPS-1650AB A; HS0998; PPD7502-2; PPD6001; TDPS-600FB A | TDPS-1650AB A; HS0998; PPD7502-2; PPD6001; TDPS-600FB A | 1,650W; 997W; 802W; 847W; 600W | SO-699 (GOLD); SO-698(GOLD); SO-680 (Silver); SO-681 (Silver); SO-672 (Silver) |  |  |  | HUS VM 900GB SAS 10K RPM HDD SFF | HDW-F700-9HGSS | HDD | 2.5 | 10000 | 900 | 192 |  |  |  | 1 | 1 | 8 | 8 | No | 20.63 | 19.63 | 12.39 | 38.6 | [228 empty] | 2012-09-26 | 2014-09-30 | United States, Switzerland, Taiwan, Japan, Canada | ES_1109216_HUS VM_10022014110949_8189227
2239321 | B | 2015-04-16 | 2015-04-16 | No | Delta Snapshots,Thin Provisioning | Fixed Size Qualification Range | Active Cooling | 580 | Gold | HDD | 2.5 | 10000 | 0 | 24 | 0 | 0 | 24 | 2 | 1 | 2 | 1 | No | 29.2 | 14.9 | 9.5 | 49.9 | B | 2239321 | Dell Inc. | DELL | SCv2020 | E10J |  | Block I/O | Online 4 | No | Scale-Up Storage | Dell | 10G-iSCSI-2 Type B | 10G-iSCSI-2 | RAID | Delta Snapshots,Thin Provisioning | Transaction | Fixed Size Qualification Range | No | No | Storage Center OS | 6.6.1 | No | Active Cooling | No |  | No |  |  | E10J | Single-Output | Xyratex | Xyratex SP-PCM01-HE580-AC | SP-PCM01-HE580-AC | 580 | Gold |  | Other | SDRAM | Seagate ST1000NX0333 | ST1000NX0333 | HDD | 2.5 | 10000 |  | 24 |  |  | 24 | 2 | 1 | 2 | 1 | No | 29.2 | 14.9 | 9.5 | 49.9 | Hard Disk Drive (HDD) | 2.5 inch | 10000 |  | 24 | Physical | No | 29.2 | 14.9 | 9.5 | 49.9 | Hard Disk Drive (HDD) | 2.5 inch | 15000 |  | 24 | Physical | No | 29.2 | 14.9 | 9.5 | 25 | [206 empty] | 2015-04-16 | 2015-04-16 | United States, Switzerland, Taiwan, Japan, Canada | ES_29573_E10J_20154113190311_8662563
2241233 | B | 2015-06-01 | 2015-05-29 | No | Delta Snapshots,Thin Provisioning | Fixed Size Qualification Range | Active Cooling | 580 | Gold | HDD | 2.5 | 10000 | 0 | 24 | 0 | 0 | 24 | 2 | 1 | 2 | 1 | No | 27 | 13.2 | 8.9 | 47.7 | B | 2241233 | Dell Inc. | DELL | SC4020 | E10J |  | Block I/O | Online 4 | No | Scale-Up Storage | Dell | 10G-iSCSI-2 Type A | 10G-iSCSI-2 | RAID | Delta Snapshots,Thin Provisioning | Transaction | Fixed Size Qualification Range | Yes | Yes | Storage Center OS | 6.5.20 | No | Active Cooling | No |  | No |  |  | E10J | Single-Output | Xyratex | SP-PCM01-HE580-AC-DELL | SP-PCM01-HE580-AC | 580 | Gold |  | Other | SDRAM | Seagate ST1000NX0333 | ST1000NX0333 | HDD | 2.5 | 10000 |  | 24 |  |  | 24 | 2 | 1 | 2 | 1 | No | 27 | 13.2 | 8.9 | 47.7 | Hard Disk Drive (HDD) | 2.5 inch | 10000 |  | 24 | Physical | No | 27 | 13.2 | 8.9 | 47.7 | Hard Disk Drive (HDD) | 2.5 inch | 15000 |  | 24 | Physical | No | 37.7 | 19.3 | 11.4 | 21.7 | [206 empty] | 2015-06-01 | 2015-05-29 | United States, Switzerland, Taiwan, Japan, Canada | ES_29573_E10J_20155109091537_2736384
2269411 | 0 | 2015-08-26 | 2016-05-26 | Yes | Data Deduplication,Delta Snapshots,Thin Provisioning | Fixed Size Qualification Range | Active Cooling | 764W (controllers); 580W (drive shelves) | Gold; Gold | HDD | 2.5 | 15000 | 300 | 220 | N/A | N/A | 220 | 2 | 2 | 22 | 22 | Yes | 18.38 | 13.55 | 5.62 | 27.1 |  | 2269411 | Hewlett Packard Enterprise | HPE 3PAR StoreServ | HPE 3PAR StoreServ 8400 - 2 Node | H6Y95A/H6Z12A/H6Y96A/H6Z06 | ,,Additional qualified HDDs and SSDs: K2P97A=300GB; ,,K2P88A=480GB; ,,K2P89A=1.92TB; ,,K2P90A=920GB; ,,K2P91A=3.84TB; ,,K2P92A=600GB; ,,K2P98A=600GB; ,,K2Q95A=480GB; ,,K2R27A=1.92TB; ,,M0T66A=3.84TB; ,,N9Y06A=400GB | Block I/O | Online 4 | Yes | Scale-Up Storage | Hewlett Packard Enterprise | HPE 3PAR StoreServ 8400 2-node Storage Base | H6Y95A/H6Z12A/H6Y96A/H6Z06 | Parity RAID | Data Deduplication,Delta Snapshots,Thin Provisioning | Streaming,Transaction | Fixed Size Qualification Range | Yes | Yes | HPE 3PAR Management Console | 4.4.0.23 | No | Active Cooling | No |  | No |  |  | H6Y95A/H6Z12A/H6Y96A/H6Z06 | Multi-Output; Multi-Output | Xyratex; Xyratex | HB-PCM-02-764-AC (controllers); SP-PMC02-HE580-AC-HP (drive shelves) | 682372-001 (controllers); 753322-001 (drive shelves) | 764W (controllers); 580W (drive shelves) | Gold; Gold |  | DRAM |  | K2P97A | K2P97A | HDD | 2.5 | 15000 | 300 | 220 | N/A | N/A | 220 | 2 | 2 | 22 | 22 | Yes | 18.38 | 13.55 | 5.62 | 27.1 | [66 empty] | H6Y95A/H6Z12A/H6Y96A/H6Z06 | Multi-Output; Multi-Output | Xyratex; Xyratex | HB-PCM-02-764-AC (controllers); SP-PMC02-HE580-AC-HP (drive shelves) | 682372-001 (controllers); 753322-001 (drive shelves) | 764W (controllers); 580W (drive shelves) | Gold; Gold |  | DRAM |  | K2P97A | K2P97A | HDD | 2.5 inch | 15K RPM | 300GB | 220 | N/A | N/A | 220 | 2 | 2 | 22 | 22 | Yes | 2 | 0.91 | 27.1 | [134 empty] | 2015-08-26 | 2016-05-26 | United States, Switzerland, Taiwan, Japan, Canada | ES_1128289_H6Y95AH6Z12AH6Y96AH6Z0_06132016093150_2918866
2272567 | 0 | 2015-08-26 | 2016-07-06 | Yes | Data Deduplication,Delta Snapshots,Thin Provisioning | Fixed Size Qualification Range | Active Cooling | 764W (controllers); 580W (drive shelves) | Gold; Gold | HDD | 2.5 | 15000 | 300 | 264 | N/A | N/A | 264 | 2 | 2 | 22 | 22 | Yes | 22.88 | 15.23 | 8.15 | 28 |  | 2272567 | Hewlett Packard Enterprise | HPE 3PAR StoreServ | HPE 3PAR StoreServ 8440 - 2 Node | H6Y97A/H6Z09A/H6Z07A/H6Z08A | ,,Additional qualified HDDs and SSDs: K2P97A=300GB; ,,K2P88A=480GB; ,,K2P89A=1.92TB; ,,K2P90A=920GB; ,,K2P91A=3.84TB; ,,K2P92A=600GB; ,,K2P98A=600GB; ,,K2Q95A=480GB; ,,K2R27A=1.92TB; ,,M0T66A=3.84TB; ,,N9Y06A=400GB | Block I/O | Online 4 | Yes | Scale-Up Storage | Hewlett Packard Enterprise | HPE 3PAR StoreServ 8440 2-node Storage Base | H6Y97A/H6Z09A/H6Z07A/H6Z08A | Parity RAID | Data Deduplication,Delta Snapshots,Thin Provisioning | Streaming,Transaction | Fixed Size Qualification Range | Yes | Yes | HPE 3PAR Management Console | 4.4.0.23 | No | Active Cooling | No |  | No |  |  | H6Y97A/H6Z09A/H6Z07A/H6Z08A | Multi-Output; Multi-Output | Xyratex; Xyratex | HB-PCM-02-764-AC (controllers); SP-PMC02-HE580-AC-HP (drive shelves) | 682372-001 (controllers); 753322-001 (drive shelves) | 764W (controllers); 580W (drive shelves) | Gold; Gold |  | DRAM |  | K2P97A | K2P97A | HDD | 2.5 | 15000 | 300 | 264 | N/A | N/A | 264 | 2 | 2 | 22 | 22 | Yes | 22.88 | 15.23 | 8.15 | 28 | [66 empty] | H6Y97A/H6Z09A/H6Z07A/H6Z08A | Multi-Output; Multi-Output | Xyratex; Xyratex | HB-PCM-02-764-AC (controllers); SP-PMC02-HE580-AC-HP (drive shelves) | 682372-001 (controllers); 753322-001 (drive shelves) | 764W (controllers); 580W (drive shelves) | Gold; Gold |  | DRAM |  | K2P97A | K2P97A | HDD | 2.5 inch | 15K RPM | 300GB | 264 | N/A | N/A | 264 | 2 | 2 | 22 | 22 | Yes | 2.09 | 0.94 | 28 | [134 empty] | 2015-08-26 | 2016-07-06 | United States, Switzerland, Taiwan, Japan, Canada | ES_1128289_H6Y97AH6Z09AH6Z07AH6Z0_07182016110907_6556439
2278427 | 0 | 2015-08-26 | 2016-08-31 | Yes | Data Deduplication,Delta Snapshots,Thin Provisioning | Fixed Size Qualification Range | Active Cooling | 764W (controllers); 580W (drive shelves) | Gold; Gold | HDD | 2.5 | 15000 | 300 | 220 | N/A | N/A | 220 | 2 | 2 | 22 | 22 | Yes | 18.38 | 13.55 | 5.62 | 27.1 |  | 2278427 | Hewlett Packard Enterprise | HPE 3PAR StoreServ | HPE 3PAR StoreServ 8200 - 2 Node | K2Q35A/K2Q37A/K2Q36A | ,,Additional qualified HDDs and SSDs: K2P97A=300GB; ,,K2P88A=480GB; ,,K2P89A=1.92TB; ,,K2P90A=920GB; ,,K2P91A=3.84TB; ,,K2P92A=600GB; ,,K2P98A=600GB; ,,K2Q95A=480GB; ,,K2R27A=1.92TB; ,,M0T66A=3.84TB; ,,N9Y06A=400GB; ,,P9L83A=7.68TB | Block I/O | Online 4 | Yes | Scale-Up Storage | Hewlett Packard Enterprise | HPE 3PAR StoreServ 8200 2-node Storage Base | K2Q35A/K2Q37A/K2Q36A | Parity RAID | Data Deduplication,Delta Snapshots,Thin Provisioning | Streaming,Transaction | Fixed Size Qualification Range | Yes | Yes | HPE 3PAR Management Console | 4.4.0.23 | No | Active Cooling | No |  | No |  |  | K2Q35A/K2Q37A/K2Q36A | Multi-Output; Multi-Output | Xyratex; Xyratex | HB-PCM-02-764-AC (controllers); SP-PMC02-HE580-AC-HP (drive shelves) | 682372-001 (controllers); 753322-001 (drive shelves) | 764W (controllers); 580W (drive shelves) | Gold; Gold |  | DRAM |  | K2P97A | K2P97A | HDD | 2.5 | 15000 | 300 | 220 | N/A | N/A | 220 | 2 | 2 | 22 | 22 | Yes | 18.38 | 13.55 | 5.62 | 27.1 | [66 empty] | K2Q35A/K2Q37A/K2Q36A | Multi-Output; Multi-Output | Xyratex; Xyratex | HB-PCM-02-764-AC (controllers); SP-PMC02-HE580-AC-HP (drive shelves) | 682372-001 (controllers); 753322-001 (drive shelves) | 764W (controllers); 580W (drive shelves) | Gold; Gold |  | DRAM |  | K2P97A | K2P97A | HDD | 2.5 inch | 15K RPM | 300GB | 220 | N/A | N/A | 220 | 2 | 2 | 22 | 22 | Yes | 2 | 0.91 | 27.1 | [134 empty] | 2015-08-26 | 2016-08-31 | United States, Switzerland, Taiwan, Japan, Canada | ES_1128289_K2Q35AK2Q37AK2Q36A_09062016121754_2127439
2298658 | 0 | 2016-05-02 | 2017-06-28 | Yes | Data Deduplication,Delta Snapshots,Thin Provisioning | Flexible Size Qualification Range | Active Cooling | 1050;1050 | Gold;Gold | HDD | 2.5 | 15000 | 600 | 65 | 0 | 0 | 65 | 2 | 1 | 6 | 3 | No | 17.23 | 16.5 | 7.06 | 42.5 |  | 2298658 | Dell Inc. | Dell EMC | Dell EMC Unity 300 | Unity 300 (15K HDD or 10K HDD) |  | Block I/O | Online 4 | Yes | Scale-Up Storage | Dell EMC Corporation | Dell EMC Unity 300 | Unity 300 | RAID | Data Deduplication,Delta Snapshots,Thin Provisioning | Transaction | Flexible Size Qualification Range | Yes | No | Unity Operating Environment | 4.0.0.7329527 | No | Active Cooling | Yes | 3600 | Yes | 3600 | Sample at 3 seconds, report 30 second average, rolling averages over 1 hour | Dell EMC Unity 300 | Multi-Output;Multi-Output | AcBel Polytechnic; Artesyn | SGA005-719G EMC-S-100ADU00-501 | SGA005-719G EMC-S-100ADU00-501 | 1050;1050 | Gold;Gold |  |  | DRAM | D3SP-L6X600-15K; D3SP-S6X600-15K; D3-PS15-600TU; D3-2S15-600TU; DS-VS15-600TU | D3SP-L6X600-15K; D3SP-S6X600-15K; D3-PS15-600TU; D3-2S15-600TU; DS-VS15-600TU | HDD | 2.5 | 15000 | 600 | 65 |  |  | 65 | 2 | 1 | 6 | 3 | No | 17.23 | 16.5 | 7.06 | 42.5 | [228 empty] | 2016-05-02 | 2017-06-28 | United States, Switzerland, Taiwan, Japan, Canada | ES_29573_Unity 300_06282017112657_8413361
2241233 | C | 2015-06-01 | 2015-05-29 | No | Delta Snapshots,Thin Provisioning | Fixed Size Qualification Range | Active Cooling | 580 | Gold | HDD | 2.5 | 15000 | 1000 | 24 | 0 | 0 | 24 | 2 | 1 | 2 | 1 | No | 37.7 | 19.3 | 11.4 | 21.7 | C | 2241233 | Dell Inc. | DELL | SC4020 | E10J |  | Block I/O | Online 4 | No | Scale-Up Storage | Dell | 10G-iSCSI-2 Type A | 10G-iSCSI-2 | RAID | Delta Snapshots,Thin Provisioning | Transaction | Fixed Size Qualification Range | Yes | Yes | Storage Center OS | 6.5.20 | No | Active Cooling | No |  | No |  |  | E10J | Single-Output | Xyratex | SP-PCM01-HE580-AC-DELL | SP-PCM01-HE580-AC | 580 | Gold |  | Other | SDRAM | Seagate ST1000NX0333 | ST1000NX0333 | HDD | 2.5 | 15000 | 1000 | 24 |  |  | 24 | 2 | 1 | 2 | 1 | No | 37.7 | 19.3 | 11.4 | 21.7 | Hard Disk Drive (HDD) | 2.5 inch | 10000 |  | 24 | Physical | No | 27 | 13.2 | 8.9 | 47.7 | Hard Disk Drive (HDD) | 2.5 inch | 15000 |  | 24 | Physical | No | 37.7 | 19.3 | 11.4 | 21.7 | [206 empty] | 2015-06-01 | 2015-05-29 | United States, Switzerland, Taiwan, Japan, Canada | ES_29573_E10J_20155109091537_2736384
2239321 | C | 2015-04-16 | 2015-04-16 | No | Delta Snapshots,Thin Provisioning | Fixed Size Qualification Range | Active Cooling | 580 | Gold | HDD | 2.5 | 15000 | 0 | 24 | 0 | 0 | 24 | 2 | 1 | 2 | 1 | No | 29.2 | 14.9 | 9.5 | 25 | C | 2239321 | Dell Inc. | DELL | SCv2020 | E10J |  | Block I/O | Online 4 | No | Scale-Up Storage | Dell | 10G-iSCSI-2 Type B | 10G-iSCSI-2 | RAID | Delta Snapshots,Thin Provisioning | Transaction | Fixed Size Qualification Range | No | No | Storage Center OS | 6.6.1 | No | Active Cooling | No |  | No |  |  | E10J | Single-Output | Xyratex | Xyratex SP-PCM01-HE580-AC | SP-PCM01-HE580-AC | 580 | Gold |  | Other | SDRAM | Seagate ST1000NX0333 | ST1000NX0333 | HDD | 2.5 | 15000 |  | 24 |  |  | 24 | 2 | 1 | 2 | 1 | No | 29.2 | 14.9 | 9.5 | 25 | Hard Disk Drive (HDD) | 2.5 inch | 10000 |  | 24 | Physical | No | 29.2 | 14.9 | 9.5 | 49.9 | Hard Disk Drive (HDD) | 2.5 inch | 15000 |  | 24 | Physical | No | 29.2 | 14.9 | 9.5 | 25 | [206 empty] | 2015-04-16 | 2015-04-16 | United States, Switzerland, Taiwan, Japan, Canada | ES_29573_E10J_20154113190311_8662563
2238908 | 0 | 2015-04-16 | 2015-04-16 | No | Delta Snapshots,Thin Provisioning | Fixed Size Qualification Range | Active Cooling | 580 | Gold | HDD | 3.5 | 7200 | 2000 | 12 | 0 | 0 | 12 | 2 | 1 | 2 | 1 | No | 6.6 | 3.3 | 2 | 97.1 |  | 2238908 | Dell Inc. | DELL | SCv2000 | E09J |  | Block I/O | Online 4 | No | Scale-Up Storage | Dell | 1G-iSCSI-4 Type B | 1G-iSCSI-4 | RAID | Delta Snapshots,Thin Provisioning | Transaction | Fixed Size Qualification Range | No | No | Storage Center OS | 6.6.1 | No | Active Cooling | No |  | No |  |  | E09J | Single-Output | Xyratex | Xyratex SP-PCM02-HE580-AC | SP-PCM02-HE580-AC | 580 | Gold |  | Other | SDRAM | Seagate ST2000NM0023 | ST2000NM0023 | HDD | 3.5 | 7200 | 2000 | 12 |  |  | 12 | 2 | 1 | 2 | 1 | No | 6.6 | 3.3 | 2 | 97.1 | [228 empty] | 2015-04-16 | 2015-04-16 | United States, Switzerland, Taiwan, Japan, Canada | ES_29573_E09J_20154108112615_209972
2239322 | A | 2015-04-16 | 2015-04-16 | No | Delta Snapshots,Thin Provisioning | Fixed Size Qualification Range | Active Cooling | 2800 | Gold | HDD | 3.5 | 7200 | 2000 | 84 | 0 | 0 | 84 | 2 | 1 | 2 | 1 | No | 9.2 | 5.1 | 3.1 | 163.1 | A | 2239322 | Dell Inc. | DELL | SCv2080 | E11J |  | Block I/O | Online 4 | No | Scale-Up Storage | Dell | 10G-iSCSI-2 Type B | 10G-iSCSI-2 | RAID | Delta Snapshots,Thin Provisioning | Transaction | Fixed Size Qualification Range | No | No | Storage Center OS | 6.6.1 | No | Active Cooling | No |  | No |  |  | E11J | Single-Output | Xyratex | Xyratex UD-PSU01-2800-AC | UD-PSU01-2800-AC | 2800 | Gold |  | Other | SDRAM | HGST HUS724020ALS640 | HUS724020ALS640 | HDD | 3.5 | 7200 | 2000 | 84 |  |  | 84 | 2 | 1 | 2 | 1 | No | 9.2 | 5.1 | 3.1 | 163.1 | Hard Disk Drive (HDD) | 3.5 inch | 10000 |  | 84 | Physical | No | 12.8 | 15.3 | 6.3 | 126.2 | [217 empty] | 2015-04-16 | 2015-04-16 | United States, Switzerland, Taiwan, Japan, Canada | ES_29573_E11J_20154113200136_8281234
2239322 | B | 2015-04-16 | 2015-04-16 | No | Delta Snapshots,Thin Provisioning | Fixed Size Qualification Range | Active Cooling | 2800 | Gold | HDD | 3.5 | 10000 | 2000 | 84 | 0 | 0 | 84 | 2 | 1 | 2 | 1 | No | 12.8 | 15.3 | 6.3 | 126.2 | B | 2239322 | Dell Inc. | DELL | SCv2080 | E11J |  | Block I/O | Online 4 | No | Scale-Up Storage | Dell | 10G-iSCSI-2 Type B | 10G-iSCSI-2 | RAID | Delta Snapshots,Thin Provisioning | Transaction | Fixed Size Qualification Range | No | No | Storage Center OS | 6.6.1 | No | Active Cooling | No |  | No |  |  | E11J | Single-Output | Xyratex | Xyratex UD-PSU01-2800-AC | UD-PSU01-2800-AC | 2800 | Gold |  | Other | SDRAM | HGST HUS724020ALS640 | HUS724020ALS640 | HDD | 3.5 | 10000 | 2000 | 84 |  |  | 84 | 2 | 1 | 2 | 1 | No | 12.8 | 15.3 | 6.3 | 126.2 | Hard Disk Drive (HDD) | 3.5 inch | 10000 |  | 84 | Physical | No | 12.8 | 15.3 | 6.3 | 126.2 | [217 empty] | 2015-04-16 | 2015-04-16 | United States, Switzerland, Taiwan, Japan, Canada | ES_29573_E11J_20154113200136_8281234
2321475 | A | 2017-07-12 | 2018-06-20 | Yes | Delta Snapshots,Thin Provisioning | Fixed Size Qualification Range | Active Cooling | 875;1100 | Gold;Platinum | SDD | 2.5 | 0 | 800 | 28 | 0 | 28 | 0 | 2 | 1 | 4 | 2 | No | 284.78 | 960.34 | 286.26 | 40.9 | A | 2321475 | Dell Inc. | Dell EMC | Dell EMC Unity 450F | Unity 450F |  | Block I/O | Online 4 | Yes | Scale-Up Storage | Dell EMC Corporation | Dell EMC Unity 450F | Unity 450F | RAID | Delta Snapshots,Thin Provisioning | Transaction | Fixed Size Qualification Range | Yes | No | Unity Operating Environment | 4.2.0.9433914 | No | Active Cooling | Yes | 3600 | Yes | 3600 | Sample at 3 seconds, report 30 second average, rolling averages over 1 hour |  | Multi-Output;Multi-Output; | AcBel Polytechnic;Artesyn | FSD001-710G;700-013850-0100 | FSD001-710G;700-013850-0100 | 875;1100 | Gold;Platinum |  | DRAM |  | D3-2S12FXL-800;D3F-2S12FXL-800U;D3F-2S12FXL-800TU | D3-2S12FXL-800;D3F-2S12FXL-800U;D3F-2S12FXL-800TU | SDD | 2.5 |  | 800 | 28 |  | 28 | 0 | 2 | 1 | 4 | 2 | No | 284.78 | 960.34 | 286.26 | 40.9 | Solid State Drive (SSD) | 2.5 inch |  |  | 28 | Physical | No | 267.14 | 943.27 | 273.47 | 190.4 | [217 empty] | 2017-07-12 | 2018-06-20 | United States, Canada | ES_29573_Unity 450F_06202018162433_7741001
2321475 | B | 2017-07-12 | 2018-06-20 | Yes | Delta Snapshots,Thin Provisioning | Fixed Size Qualification Range | Active Cooling | 875;1100 | Gold;Platinum | SDD | 2.5 | 0 | 800 | 28 | 0 | 28 | 0 | 2 | 1 | 4 | 2 | No | 267.14 | 943.27 | 273.47 | 190.4 | B | 2321475 | Dell Inc. | Dell EMC | Dell EMC Unity 450F | Unity 450F |  | Block I/O | Online 4 | Yes | Scale-Up Storage | Dell EMC Corporation | Dell EMC Unity 450F | Unity 450F | RAID | Delta Snapshots,Thin Provisioning | Transaction | Fixed Size Qualification Range | Yes | No | Unity Operating Environment | 4.2.0.9433914 | No | Active Cooling | Yes | 3600 | Yes | 3600 | Sample at 3 seconds, report 30 second average, rolling averages over 1 hour |  | Multi-Output;Multi-Output; | AcBel Polytechnic;Artesyn | FSD001-710G;700-013850-0100 | FSD001-710G;700-013850-0100 | 875;1100 | Gold;Platinum |  | DRAM |  | D3-2S12FXL-800;D3F-2S12FXL-800U;D3F-2S12FXL-800TU | D3-2S12FXL-800;D3F-2S12FXL-800U;D3F-2S12FXL-800TU | SDD | 2.5 |  | 800 | 28 |  | 28 | 0 | 2 | 1 | 4 | 2 | No | 267.14 | 943.27 | 273.47 | 190.4 | Solid State Drive (SSD) | 2.5 inch |  |  | 28 | Physical | No | 267.14 | 943.27 | 273.47 | 190.4 | [217 empty] | 2017-07-12 | 2018-06-20 | United States, Canada | ES_29573_Unity 450F_06202018162433_7741001
2302405 | 0 | 2016-05-02 | 2017-08-22 | Yes | Delta Snapshots,Thin Provisioning | Flexible Size Qualification Range | Active Cooling | 1050;1050 | Gold;Gold | SDD | 2.5 | 0 | 800 | 10 | 0 | 10 | 0 | 2 | 1 | 2 | 1 | No | 148.7 | 302.55 | 117.02 | 14.3 |  | 2302405 | Dell Inc. | Dell EMC | Dell EMC Unity 300F | Unity 300F |  | Block I/O | Online 4 | Yes | Scale-Up Storage | Dell EMC Corporation | Dell EMC Unity 300F | Unity 300F | RAID | Delta Snapshots,Thin Provisioning | Transaction | Flexible Size Qualification Range | Yes | No | Unity Operating Environment | 4.1.2.9257522 | No | Active Cooling | Yes | 3600 | Yes | 3600 | Sample at 3 seconds, report 30 second average, rolling averages over 1 hour |  | Multi-Output;Multi-Output; | AcBel Polytechnic;Artesyn | SGA005-719G;EMC-S-100ADU00-501 | SGA005-719G;EMC-S-100ADU00-501 | 1050;1050 | Gold;Gold |  | DRAM |  | D3-2S12FXL-800;D3F-2S12FXL-800U;D3F-2S12FXL-800TU | D3-2S12FXL-800;D3F-2S12FXL-800U;D3F-2S12FXL-800TU | SDD | 2.5 |  | 800 | 10 |  | 10 | 0 | 2 | 1 | 2 | 1 | No | 148.7 | 302.55 | 117.02 | 14.3 | [228 empty] | 2016-05-02 | 2017-08-22 | United States, Switzerland, Taiwan, Japan, Canada | ES_29573_Unity 300F_08222017083813_3511968
2316253 | A | 2017-07-12 | 2018-03-30 | Yes | Delta Snapshots,Thin Provisioning | Flexible Size Qualification Range | Active Cooling | 1100;1100;875;1100 | Gold;Gold;Gold;Platinum | SDD | 2.5 | 0 | 800 | 10 | 0 | 10 | 0 | 2 | 1 | 2 | 1 | No | 185.45 | 398.72 | 130.6 | 16.2 | A | 2316253 | Dell Inc. | Dell EMC | Dell EMC Unity 350F | Unity 350F |  | Block I/O | Online 4 | Yes | Scale-Up Storage | Dell EMC Corporation | Dell EMC Unity 350F | Unity 350F | RAID | Delta Snapshots,Thin Provisioning | Transaction | Flexible Size Qualification Range | Yes | No | Unity Operating Environment | 4.2.0.9433914 | No | Active Cooling | Yes | 3600 | Yes | 3600 | Sample at 3 seconds, report 30 second average, rolling averages over 1 hour |  | Multi-Output;Multi-Output;Multi-Output;Multi-Output | AcBel Polytechnic;Artesyn;AcBel Polytechnic;Artesyn | SGA005-719G;EMC-S-100ADU00-501;FSD001-710G;700-013850-0100 | SGA005-719G;EMC-S-100ADU00-501;FSD001-710G;700-013850-0100 | 1100;1100;875;1100 | Gold;Gold;Gold;Platinum |  | DRAM |  | D3-2S12FXL-800;D3F-2S12FXL-800U;D3F-2S12FXL-800TU | D3-2S12FXL-800;D3F-2S12FXL-800U;D3F-2S12FXL-800TU | SDD | 2.5 |  | 800 | 10 |  | 10 |  | 2 | 1 | 2 | 1 | No | 185.45 | 398.72 | 130.6 | 16.2 | Solid State Drive (SSD) | 2.5 inch |  |  | 10 | Physical | No | 181.14 | 392.24 | 143.22 | 78.5 | [217 empty] | 2017-07-12 | 2018-03-30 | United States, Canada | ES_29573_Unity 350F_03302018100435_2801617
2325957 | 0 | 2017-07-12 | 2018-09-17 | Yes | Delta Snapshots,Thin Provisioning,Compression | Fixed Size Qualification Range | Active Cooling | 1100;875 | Gold;Platinum | SDD | 2.5 | 0 | 3840 | 28 | 0 | 28 | 0 | 2 | 1 | 4 | 2 | No | 257.86 | 938.36 | 272.64 | 223.66 |  | 2325957 | Dell Inc. | Dell EMC | Dell EMC Unity 550F | Unity 550F |  | Block I/O | Online 4 | Yes | Scale-Up Storage | Dell EMC Corporation | Dell EMC Unity 550F | Unity 550F | RAID | Delta Snapshots,Thin Provisioning,Compression | Transaction | Fixed Size Qualification Range | Yes | No | Unity Operating Environment | 4.3.1.1525703027 | No | Active Cooling | Yes | 3600 | Yes | 3600 | Sample at 3 seconds, report 30 second average, rolling averages over 1 hour | Dell EMC Unity 550F | Multi-Output;Multi-Output | Artesyn;AcBel Polytechnic | 12V P/S WITH 12VSTBY AND FAN;FSD001-710G | 12V P/S WITH 12VSTBY AND FAN;FSD001-710G | 1100;875 | Gold;Platinum |  | DRAM |  | D3F-2S12FXL2-3840;D3F-2S12FXL2-3840U;D3F-2S12FXL2-3840TU | D3F-2S12FXL2-3840;D3F-2S12FXL2-3840U;D3F-2S12FXL2-3840TU | SDD | 2.5 |  | 3840 | 28 |  | 28 | 0 | 2 | 1 | 4 | 2 | No | 257.86 | 938.36 | 272.64 | 223.66 | [228 empty] | 2017-07-12 | 2018-09-17 | United States, Canada | ES_29573_Unity 550F_09172018092204_9777748
2316253 | B | 2017-07-12 | 2018-03-30 | Yes | Delta Snapshots,Thin Provisioning | Flexible Size Qualification Range | Active Cooling | 1100;1100;875;1100 | Gold;Gold;Gold;Platinum | SDD | 2.5 | 0 | 0 | 10 | 0 | 10 | 0 | 2 | 1 | 2 | 1 | No | 181.14 | 392.24 | 143.22 | 78.5 | B | 2316253 | Dell Inc. | Dell EMC | Dell EMC Unity 350F | Unity 350F |  | Block I/O | Online 4 | Yes | Scale-Up Storage | Dell EMC Corporation | Dell EMC Unity 350F | Unity 350F | RAID | Delta Snapshots,Thin Provisioning | Transaction | Flexible Size Qualification Range | Yes | No | Unity Operating Environment | 4.2.0.9433914 | No | Active Cooling | Yes | 3600 | Yes | 3600 | Sample at 3 seconds, report 30 second average, rolling averages over 1 hour |  | Multi-Output;Multi-Output;Multi-Output;Multi-Output | AcBel Polytechnic;Artesyn;AcBel Polytechnic;Artesyn | SGA005-719G;EMC-S-100ADU00-501;FSD001-710G;700-013850-0100 | SGA005-719G;EMC-S-100ADU00-501;FSD001-710G;700-013850-0100 | 1100;1100;875;1100 | Gold;Gold;Gold;Platinum |  | DRAM |  | D3-2S12FXL-800;D3F-2S12FXL-800U;D3F-2S12FXL-800TU | D3-2S12FXL-800;D3F-2S12FXL-800U;D3F-2S12FXL-800TU | SDD | 2.5 |  |  | 10 |  | 10 |  | 2 | 1 | 2 | 1 | No | 181.14 | 392.24 | 143.22 | 78.5 | Solid State Drive (SSD) | 2.5 inch |  |  | 10 | Physical | No | 181.14 | 392.24 | 143.22 | 78.5 | [217 empty] | 2017-07-12 | 2018-03-30 | United States, Canada | ES_29573_Unity 350F_03302018100435_2801617
2242116 | 0 | 2013-06-11 | 2015-06-04 | Yes | Data Deduplication,Delta Snapshots,Thin Provisioning | Fixed Size Qualification Range | Active Cooling | 764 Watts (controller); 584 Watts (drive shelf) | Silver; Gold | SSD | 2.5 | 0 | 480 | 8 | N/A | 8 | 0 | 2 | 1 | 2 | 1 | Yes | 97.64 | 277.97 | 95.3 | 10.8 |  | 2242116 | Hewlett Packard Enterprise | HP StoreServ | StoreServ 7450 - 2 Node | C8R35A | ,,Additional qualified SSDs: E7W54B 480GB 6G SAS 2.5IN SSD; ,,E7W24B 920GB 6G SAS 2.5IN SSD E7Y52A, 920GB 6G SAS 2.5IN SSD; ,,E7Y55A 480GB 6G SAS 2.5IN SSD; ,,E7Y57A 1.92TB 6G SAS 2.5IN SSD | Block I/O | Online 4 | Yes | Scale-Up Storage | Hewlett Packard Storage Division | StoreServ | 7450-2N | Parity RAID | Data Deduplication,Delta Snapshots,Thin Provisioning | Transaction | Fixed Size Qualification Range | Yes | Yes | InServ | 4.4.1 | No | Active Cooling | No |  | No |  | Monitored PDUs, D9NxyA series | C8R35A | Multi-Output | Xyratex | Power/Cooling Module | HB-PCM-02-764-AC (controllers); SP-PCM01-HE580-AC (Drive shelves) | 764 Watts (controller); 584 Watts (drive shelf) | Silver; Gold |  | DRAM | none | HP M6710 | E7W54B | SSD | 2.5 |  | 480 | 8 | N/A | 8 | 0 | 2 | 1 | 2 | 1 | Yes | 97.64 | 277.97 | 95.3 | 10.8 | [228 empty] | 2013-06-11 | 2015-06-04 | United States, Switzerland, Taiwan, Japan, Canada | ES_1128289_C8R35A_06232015141349_6944668
2242117 | 0 | 2013-06-11 | 2015-06-04 | Yes | Data Deduplication,Delta Snapshots,Thin Provisioning | Fixed Size Qualification Range | Active Cooling | 764 Watts (controller); 584 Watts (drive shelf) | Silver; Gold | SSD | 2.5 | 0 | 480 | 16 | N/A | 16 | 0 | 4 | 2 | 4 | 2 | Yes | 51.97 | 149.62 | 81.04 | 10.2 |  | 2242117 | Hewlett Packard Enterprise | HP StoreServ | StoreServ 7450 - 4 Node | C8R37A | ,,Additional qualified SSDs: E7W54B 480GB 6G SAS 2.5IN SSD; ,,E7W24B 920GB 6G SAS 2.5IN SSD E7Y52A, 920GB 6G SAS 2.5IN SSD; ,,E7Y55A 480GB 6G SAS 2.5IN SSD; ,,E7Y57A 1.92TB 6G SAS 2.5IN SSD | Block I/O | Online 4 | Yes | Scale-Up Storage | Hewlett Packard Storage Division | StoreServ | 7450-4N | Parity RAID | Data Deduplication,Delta Snapshots,Thin Provisioning | Transaction | Fixed Size Qualification Range | Yes | Yes | InServ | 4.4.1 | No | Active Cooling | No |  | No |  | Monitored PDUs, D9NxyA series | C8R37A | Multi-Output | Xyratex | Power/Cooling Module | HB-PCM-02-764-AC (controllers); SP-PCM01-HE580-AC (Drive shelves) | 764 Watts (controller); 584 Watts (drive shelf) | Silver; Gold |  | DRAM | none | HP M6710 | E7W54B | SSD | 2.5 |  | 480 | 16 | N/A | 16 | 0 | 4 | 2 | 4 | 2 | Yes | 51.97 | 149.62 | 81.04 | 10.2 | [228 empty] | 2013-06-11 | 2015-06-04 | United States, Switzerland, Taiwan, Japan, Canada | ES_1128289_C8R37A_06232015141553_5910678
2286809 | 0 | 2016-08-01 | 2016-12-21 | Yes | Data Deduplication,Delta Snapshots,Thin Provisioning,Compression | Fixed Size Qualification Range | Active Cooling | 742 | Platinum | Flash Module | 2.5 | 0 | 512 | 20 | 0 | 20 | 0 | 2 | 1 | 2 | 1 | No | 76 | 345 | 88 | 21.9 |  | 2286809 | Pure Storage, Inc. | Pure Storage | FlashArray//m | FlashArray//m | FlashArray//m,FlashArray//m,FlashArray//m10 R2 with 10 FlashModules | Block I/O | Online 4 | Yes | Scale-Up Storage | Pure Storage, Inc. | FlashArray//m | m10 R2 | RAID-3D | Data Deduplication,Delta Snapshots,Thin Provisioning,Compression | Transaction | Fixed Size Qualification Range | No |  | Purity | 4.7.3 | No | Active Cooling | Yes |  | No |  |  | m10 R2 with 20 FlashModules | Multi-Output | Delta Electronics | DPS1200TBB-20111222 | DPS1200TBB-20111222 | 742 | Platinum |  | Other | NV RAM | FlashArray//m | m10 R2 with 20 FlashModules | Flash Module | 2.5 |  | 512 | 20 |  | 20 | 0 | 2 | 1 | 2 | 1 | No | 76 | 345 | 88 | 21.9 | [228 empty] | 2016-08-01 | 2016-12-21 | United States, Switzerland, Taiwan, Japan, Canada | ES_1132228_FlashArray//m_12212016154729_1722165
2333375 |  | 2017-07-12 | 2019-02-12 | Yes | Delta Snapshots,Thin Provisioning,Compression | Fixed Size Qualification Range | Active Cooling | 1100;875 | Gold;Platinum |  | 2.5;2.5;2.5 | N/A;N/A;N/A | 3840;3840;3840 | 50 |  | 50 | 0 | 2 | 1 | 4 | 2 | No | 254.26 | 852.95 | 281.93 | 312.9 |  | 2333375 | Dell Inc. | DELL EMC | Dell EMC Unity 650F | Unity 650F |  | Block I/O | Online 4 | Yes | Scale-Up Storage | Dell EMC Corporation | Dell EMC Unity 650F | Unity 650F | Raid
2341019 |  | 2017-05-20 | 2019-07-10 | Yes | Thin Provisioning | Fixed Size Qualification Range | Active Cooling | 800 | Gold |  | 2.5 inch | 10000 | 1920; 900 | 34 | 24;10 | 24 | 10 | 2 | 1 | 4 | 2 | No | 32.24 | 18.05 | 3.93 | 84.62 |  | 2341019 | Fujitsu Limited | Fujitsu | ETERNUS DX Series | ETERNUS DX200 S4 |  | Block I/O | Online 4 | Yes | Scale-Up Storage | Fujitsu Limited | ETERNUS DX | DX200 S4 | RAID

## 5f. 04 Seq
ENERGY STAR Unique ID | Config ID | Data on Market | Date Qualified | Physical Data Submission Only | Capacity Optimized Method Available (COMs) | Qualification Range Submission Type | Active or Passive Cooling Enabled in Hardware on Shipment | Stream Power Supply Unit (PSU) Type | Stream PSU Rated Output (W) | Stream PSUs 80PLUS Certification | Stream Total Amount of Cache (GB) | Stream Devices Used for Cache | Stream Device Type Highest Predicted Deployed Device | Stream Device Form Factor Highest Predicted Deployed Device | Stream Device Rated Speed (RPM) Highest Predicted Deployed Device | Stream Device Raw Capacity (GB) Highest Predicted Deployed Device | Stream Total Num Installed Storage Devices Optimal Point | Stream Ratio Devices Mixed Optimal Point | Stream Installed Solid State Devices in Optimal Point | Stream Installed Rotational Devices in Optimal Point | Stream Num of Controllers in Optimal Point | Stream Num Redundant Controllers Optimal Point | Stream Number of PSUs Optimal Point | Stream Number of Redundant PSUs Optimal Point | Stream Auto Tiering Enabled Optimal Point | Stream Optimal Point Seq Read Workload Test (MiBPS/W) | Stream Optimal Point Seq Write Workload Test (MiBPS/W) | Stream Optimal Point Ready Idle Workload Test (GB/W) | ENERGY STAR Unique ID |  | ENERGY STAR Partner | Brand Name | Model Name | Model Number | Additional Model Information | Storage Model Connectivity | Product Type | Physical Data Submission Only | Storage Controller Configuration | Storage Controller Manufacturer Name | Storage Controller Model Name | Storage Controller Model Number | Storage Controller Advanced Data Recovery Type | Capacity Optimized Method Available (COMs) | Workload Optimization Type | Qualification Range Submission Type | Automated Storage Tiering Capable | Automated Storage Tiering Enabled in Hardware on Shipment | Software Operating Environment Name | Software Operating Environment Version | Intelligent Power Distribution Unit (iPDU) Used During Testing | Active or Passive Cooling Enabled in Hardware on Shipment | Input Power Rolling Average Capability | Length of Rolling Average for Input Power (s) | Inlet Air Temperature Rolling Average Capability | Length of Rolling Average for Inlet Air Temperature (s) | Power and Temperature Reporting Additional Information | Trans Model Number or Config ID | Trans Power Supply Unit (PSU) Type | Trans PSU Manufacturer Name | Trans PSU Model Name | Trans PSU Model Number | Trans PSU Rated Output (W) | Trans PSUs 80PLUS Certification | Trans Total Amount of Cache (GB) | Trans Devices Used for Cache | Trans Other Devices Used for Cache | Trans Device Model Name Highest Predicted Deployed Device | Trans Device Model Number Highest Predicted Deployed Device | Trans Device Type Highest Predicted Deployed Device | Trans Device Form Factor Highest Predicted Deployed Device | Trans Device Rated Speed (RPM) Highest Predicted Deployed Device | Trans Device Raw Capacity (GB) Highest Predicted Deployed Device | Trans Total Num Installed Storage Devices Optimal Point | Trans Ratio Devices Mixed Optimal Point | Trans Installed Solid State Devices in Optimal Point | Trans Installed Rotational Devices in Optimal Point | Trans Num of Controllers in Optimal Point | Trans Num Redundant Controllers Optimal Point | Trans Number of PSUs Optimal Point | Trans Number of Redundant PSUs Optimal Point | Trans Auto Tiering Enabled Optimal Point | Trans Optimal Point Hot Band Workload Test (IOPS/W) | Trans Optimal Point Random Read Workload Test (IOPS/W) | Trans Optimal Point Random Write Workload Test (IOPS/W) | Trans Optimal Point Ready Idle Workload Test (GB/W) | Trans Storage Device 1 Type | Trans Storage Device 1 Form Factor | Trans Storage Device 1 Rated Speed (RPM) | Trans Storage Device 1 Raw Capacity (GB) | Trans Num Devices Storage Device 1 Optimal Point | Trans Physical or Modeled Data Device 1 Optimal Point | Trans Automated Tiering Enabled During Testing Device 1 | Trans Device 1 Optimal Point Hot Band Wrkld Test (IOPS/W) | Trans Device 1 Optimal Point Random Read Wrkld Test (IOPS/W) | Trans Device 1 Optimal Point Random Write Wrkld Test (IOPS/W) | Trans Device 1 Optimal Point Ready Idle Wrkld Test (GB/W) | Trans Storage Device 2 Type | Trans Storage Device 2 Form Factor | Trans Storage Device 2 Rated Speed (RPM) | Trans Storage Device 2 Raw Capacity (GB) | Trans Num Devices Storage Device 2 Optimal Point | Trans Physical or Modeled Data Device 2 Optimal Point | Trans Automated Tiering Enabled During Testing Device 2 | Trans Device 2 Optimal Point Hot Band Wrkld Test (IOPS/W) | Trans Device 2 Optimal Point Random Read Wrkld Test (IOPS/W) | Trans Device 2 Optimal Point Random Write Wrkld Test (IOPS/W) | Trans Device 2 Optimal Point Ready Idle Wrkld Test (GB/W) | Trans Storage Device 3 Type | Trans Storage Device 3 Form Factor | Trans Storage Device 3 Rated Speed (RPM) | Trans Storage Device 3 Raw Capacity (GB) | Trans Num Devices Storage Device 3 Optimal Point | Trans Physical or Modeled Data Device 3 Optimal Point | Trans Automated Tiering Enabled During Testing Device 3 | Trans Device 3 Optimal Point Hot Band Wrkld Test (IOPS/W) | Trans Device 3 Optimal Point Random Read Wrkld Test (IOPS/W) | Trans Device 3 Optimal Point Random Write Wrkld Test (IOPS/W) | Trans Device 3 Optimal Point Ready Idle Wrkld Test (GB/W) | Trans Storage Device 4 Type | Trans Storage Device 4 Form Factor | Trans Storage Device 4 Rated Speed (RPM) | Trans Storage Device 4 Raw Capacity (GB) | Trans Num Devices Storage Device 4 Optimal Point | Trans Physical or Modeled Data Device 4 Optimal Point | Trans Automated Tiering Enabled During Testing Device 4 | Trans Device 4 Optimal Point Hot Band Wrkld Test (IOPS/W) | Trans Device 4 Optimal Point Random Read Wrkld Test (IOPS/W) | Trans Device 4 Optimal Point Random Write Wrkld Test (IOPS/W) | Trans Device 4 Optimal Point Ready Idle Wrkld Test (GB/W) | Trans Storage Device 5 Type | Trans Storage Device 5 Form Factor | Trans Storage Device 5 Rated Speed (RPM) | Trans Storage Device 5 Raw Capacity (GB) | Trans Num Devices Storage Device 5 Optimal Point | Trans Physical or Modeled Data Device 5 Optimal Point | Trans Automated Tiering Enabled During Testing Device 5 | Trans Device 5 Optimal Point Hot Band Wrkld Test (IOPS/W) | Trans Device 5 Optimal Point Random Read Wrkld Test (IOPS/W) | Trans Device 5 Optimal Point Random Write Wrkld Test (IOPS/W) | Trans Device 5 Optimal Point Ready Idle Wrkld Test (GB/W) | Trans Storage Device 6 Type | Trans Storage Device 6 Form Factor | Trans Storage Device 6 Rated Speed (RPM) | Trans Storage Device 6 Raw Capacity (GB) | Trans Num Devices Storage Device 6 Optimal Point | Trans Physical or Modeled Data Device 6 Optimal Point | Trans Automated Tiering Enabled During Testing Device 6 | Trans Device 6 Optimal Point Hot Band Wrkld Test (IOPS/W) | Trans Device 6 Optimal Point Random Read Wrkld Test (IOPS/W) | Trans Device 6 Optimal Point Random Write Wrkld Test (IOPS/W) | Trans Device 6 Optimal Point Ready Idle Wrkld Test (GB/W) | Stream Model Number or Config ID | Stream Power Supply Unit (PSU) Type | Stream PSU Manufacturer Name | Stream PSU Model Name | Stream PSU Model Number | Stream PSU Rated Output (W) | Stream PSUs 80PLUS Certification | Stream Total Amount of Cache (GB) | Stream Devices Used for Cache | Stream Other Devices Used for Cache | Stream Device Model Name Highest Predicted Deployed Device | Stream Device Model Number Highest Predicted Deployed Device | Stream Device Type Highest Predicted Deployed Device | Stream Device Form Factor Highest Predicted Deployed Device | Stream Device Rated Speed (RPM) Highest Predicted Deployed Device | Stream Device Raw Capacity (GB) Highest Predicted Deployed Device | Stream Total Num Installed Storage Devices Optimal Point | Stream Ratio Devices Mixed Optimal Point | Stream Installed Solid State Devices in Optimal Point | Stream Installed Rotational Devices in Optimal Point | Stream Num of Controllers in Optimal Point | Stream Num Redundant Controllers Optimal Point | Stream Number of PSUs Optimal Point | Stream Number of Redundant PSUs Optimal Point | Stream Auto Tiering Enabled Optimal Point | Stream Optimal Point Seq Read Workload Test (MiBPS/W) | Stream Optimal Point Seq Write Workload Test (MiBPS/W) | Stream Optimal Point Ready Idle Workload Test (GB/W) | Stream Storage Device 1 Type | Stream Storage Device 1 Form Factor | Stream Storage Device 1 Rated Speed (RPM) | Stream Storage Device 1 Raw Capacity (GB) | Stream Num Devices Storage Device 1 Optimal Point | Stream Physical or Modeled Data Device 1 Optimal Point | Stream Automated Tiering Enabled During Testing Device 1 | Stream Device 1 Optimal Point Seq Read Wrkld Test (MiBPS/W) | Stream Device 1 Optimal Point Seq Write Wrkld Test (MiBPS/W) | Stream Device 1 Optimal Point Ready Idle Wrkld Test (GB/W) | Stream Storage Device 2 Type | Stream Storage Device 2 Form Factor | Stream Storage Device 2 Rated Speed (RPM) | Stream Storage Device 2 Raw Capacity (GB) | Stream Num Devices Storage Device 2 Optimal Point | Stream Physical or Modeled Data Device 2 Optimal Point | Stream Automated Tiering Enabled During Testing Device 2 | Stream Device 2 Optimal Point Seq Read Wrkld Test (MiBPS/W) | Stream Device 2 Optimal Point Seq Write Wrkld Test (MiBPS/W) | Stream Device 2 Optimal Point Ready Idle Wrkld Test (GB/W) | Stream Storage Device 3 Type | Stream Storage Device 3 Form Factor | Stream Storage Device 3 Rated Speed (RPM) | Stream Storage Device 3 Raw Capacity (GB) | Stream Num Devices Storage Device 3 Optimal Point | Stream Physical or Modeled Data Device 3 Optimal Point | Stream Automated Tiering Enabled During Testing Device 3 | Stream Device 3 Optimal Point Seq Read Wrkld Test (MiBPS/W) | Stream Device 3 Optimal Point Seq Write Wrkld Test (MiBPS/W) | Stream Device 3 Optimal Point Ready Idle Wrkld Test (GB/W) | Stream Storage Device 4 Type | Stream Storage Device 4 Form Factor | Stream Storage Device 4 Rated Speed (RPM) | Stream Storage Device 4 Raw Capacity (GB) | Stream Num Devices Storage Device 4 Optimal Point | Stream Physical or Modeled Data Device 4 Optimal Point | Stream Automated Tiering Enabled During Testing Device 4 | Stream Device 4 Optimal Point Seq Read Wrkld Test (MiBPS/W) | Stream Device 4 Optimal Point Seq Write Wrkld Test (MiBPS/W) | Stream Device 4 Optimal Point Ready Idle Wrkld Test (GB/W) | Stream Storage Device 5 Type | Stream Storage Device 5 Form Factor | Stream Storage Device 5 Rated Speed (RPM) | Stream Storage Device 5 Raw Capacity (GB) | Stream Num Devices Storage Device 5 Optimal Point | Stream Physical or Modeled Data Device 5 Optimal Point | Stream Automated Tiering Enabled During Testing Device 5 | Stream Device 5 Optimal Point Seq Read Wrkld Test (MiBPS/W) | Stream Device 5 Optimal Point Seq Write Wrkld Test (MiBPS/W) | Stream Device 5 Optimal Point Ready Idle Wrkld Test (GB/W) | Stream Storage Device 6 Type | Stream Storage Device 6 Form Factor | Stream Storage Device 6 Rated Speed (RPM) | Stream Storage Device 6 Raw Capacity (GB) | Stream Num Devices Storage Device 6 Optimal Point | Stream Physical or Modeled Data Device 6 Optimal Point | Stream Automated Tiering Enabled During Testing Device 6 | Stream Device 6 Optimal Point Seq Read Wrkld Test (MiBPS/W) | Stream Device 6 Optimal Point Seq Write Wrkld Test (MiBPS/W) | Stream Device 6 Optimal Point Ready Idle Wrkld Test (GB/W) | Cap Model Number or Config ID | Cap Power Supply Unit (PSU) Type | Cap PSU Manufacturer Name | Cap PSU Model Name | Cap PSU Model Number | Cap PSU Rated Output (W) | Cap PSUs 80PLUS Certification | Cap Total Amount of Cache (GB) | Cap Devices Used for Cache | Cap Other Devices Used for Cache | Cap Device Model Name Highest Predicted Deployed Device | Cap Device Model Number Highest Predicted Deployed Device | Cap Device Type Highest Predicted Deployed Device | Cap Device Form Factor Highest Predicted Deployed Device | Cap Device Rated Speed (RPM) Highest Predicted Deployed Device | Cap Device Raw Capacity (GB) Highest Predicted Deployed Device | Cap Total Num Installed Storage Devices Optimal Point | Cap Ratio Devices Mixed Optimal Point | Cap Installed Solid State Devices in Optimal Point | Cap Installed Rotational Devices in Optimal Point | Cap Num of Controllers in Optimal Point | Cap Num Redundant Controllers Optimal Point | Cap Number of PSUs Optimal Point | Cap Number of Redundant PSUs Optimal Point | Cap Auto Tiering Enabled Optimal Point | Cap Optimal Point Ready Idle Workload Test (GB/W) | Cap Storage Device 1 Type | Cap Storage Device 1 Form Factor | Cap Storage Device 1 Rated Speed (RPM) | Cap Storage Device 1 Raw Capacity (GB) | Cap Num Devices Storage Device 1 Optimal Point | Cap Physical or Modeled Data Device 1 Optimal Point | Cap Automated Tiering Enabled During Testing Device 1 | Cap Device 1 Optimal Point Ready Idle Wrkld Test (GB/W) | Cap Storage Device 2 Type | Cap Storage Device 2 Form Factor | Cap Storage Device 2 Rated Speed (RPM) | Cap Storage Device 2 Raw Capacity (GB) | Cap Num Devices Storage Device 2 Optimal Point | Cap Physical or Modeled Data Device 2 Optimal Point | Cap Automated Tiering Enabled During Testing Device 2 | Cap Device 2 Optimal Point Ready Idle Wrkld Test (GB/W) | Cap Storage Device 3 Type | Cap Storage Device 3 Form Factor | Cap Storage Device 3 Rated Speed (RPM) | Cap Storage Device 3 Raw Capacity (GB) | Cap Num Devices Storage Device 3 Optimal Point | Cap Physical or Modeled Data Device 3 Optimal Point | Cap Automated Tiering Enabled During Testing Device 3 | Cap Device 3 Optimal Point Ready Idle Wrkld Test (GB/W) | Cap Storage Device 4 Type | Cap Storage Device 4 Form Factor | Cap Storage Device 4 Rated Speed (RPM) | Cap Storage Device 4 Raw Capacity (GB) | Cap Num Devices Storage Device 4 Optimal Point | Cap Physical or Modeled Data Device 4 Optimal Point | Cap Automated Tiering Enabled During Testing Device 4 | Cap Device 4 Optimal Point Ready Idle Wrkld Test (GB/W) | Cap Storage Device 5 Type | Cap Storage Device 5 Form Factor | Cap Storage Device 5 Rated Speed (RPM) | Cap Storage Device 5 Raw Capacity (GB) | Cap Num Devices Storage Device 5 Optimal Point | Cap Physical or Modeled Data Device 5 Optimal Point | Cap Automated Tiering Enabled During Testing Device 5 | Cap Device 5 Optimal Point Ready Idle Wrkld Test (GB/W) | Cap Storage Device 6 Type | Cap Storage Device 6 Form Factor | Cap Storage Device 6 Rated Speed (RPM) | Cap Storage Device 6 Raw Capacity (GB) | Cap Num Devices Storage Device 6 Optimal Point | Cap Physical or Modeled Data Device 6 Optimal Point | Cap Automated Tiering Enabled During Testing Device 6 | Cap Device 6 Optimal Point Ready Idle Wrkld Test (GB/W) | Date Available On Market | Date Qualified | Markets | CB Model Identifier | xxxxxxx
2235836 | d | 2015-02-28 | 2015-04-06 | Yes | Data Deduplication,Delta Snapshots,Thin Provisioning | Flexible Size Qualification Range | Active Cooling | Multi-Output;Multi-Output;Multi-Output;Multi-Output;Multi-Output;Multi-Output;Multi-Output | 1100;400;410;400;410;400;1300 | Gold;Silver;Gold;Gold;Gold;Gold;Gold | 0 | DRAM | Hard Disk Drive (HDD) | 2.5 | 7200 | 0 | 171 | 0 | 0 | 171 | 2 | 1 | 10 | 5 | No | 3.71 | 3.03 | 92 | 2235836 | d | EMC Corporation | EMC VNX7600 | EMC VNX7600 | EMC VNX7600 |  | Block I/O | Online 4 | Yes | Scale-Up Storage | EMC Corporation | EMC VNX7600 | EMC VNX7600 | RAID | Data Deduplication,Delta Snapshots,Thin Provisioning | Streaming,Transaction | Flexible Size Qualification Range | Yes | No | Unified Operating Environment | 05.33.000.5.119 | No | Active Cooling | Yes |  | Yes | 3600 | Sample at 3 seconds, report 30 second average, rolling averages over 1 hour | [95 empty] | EMC VNX7600 | Multi-Output;Multi-Output;Multi-Output;Multi-Output;Multi-Output;Multi-Output;Multi-Output | AcBel Polytechnic;AcBel Polytechnic;AcBel Polytechnic; Artesyn Embedded Tech;Artesyn Embedded Tech;AcBel Polytechnic;AcBel Polytechnic | SGA005-710G;SGA001-710G;SG7008-710G;AA27280L;AA26490L;SG9006-710G;SG9015-710G | SGA005-710G;SGA001-710G;SG7008-710G;AA27280L;AA26490L;SG9006-710G;SG9015-710G | 1100;400;410;400;410;400;1300 | Gold;Silver;Gold;Gold;Gold;Gold;Gold |  | DRAM |  | V4-2S10-600; V-V4-260010 | V4-2S10-600; V-V4-260010 | Hard Disk Drive (HDD) | 2.5 | 7200 |  | 171 |  |  | 171 | 2 | 1 | 10 | 5 | No | 3.71 | 3.03 | 92 | [134 empty] | 2015-02-28 | 2015-04-06 |  |  | xxxxxxx
2211056 | 0 | 2012-12-03 | 2014-06-17 | Yes | Data Deduplication,Delta Snapshots,Thin Provisioning | Fixed Size Qualification Range | Active Cooling | Multi-Output | 764 Watts (controller); 584 Watts (drive shelf) | Silver; Gold | 0 | DRAM | HDD | 2.5 | 10000 | 450 | 88 | NA | NA | 88 | 4 | 2 | 4 | 4 | No | 1.55 | 1.18 | 34.32 | 2211056 |  | Hewlett Packard Enterprise | HP StoreServ | StoreServ 7000 Series | QR485A |  | Block I/O | Online 4 | Yes | Scale-Up Storage | Hewlett Packard Storage Division | StoreServ | 7400 | Parity RAID | Data Deduplication,Delta Snapshots,Thin Provisioning | Streaming | Fixed Size Qualification Range | Yes | No | InServ | 4.4.0.23 | No | Active Cooling | No |  | No |  | Monitored PDUs, D9NxyA series | [95 empty] | StoreServ 7400-4N | Multi-Output | Xyratex | Power/Cooling Module | HB-PCM-02-764-AC (controllers); SP-PCM01-HE580-AC (Drive shelves) | 764 Watts (controller); 584 Watts (drive shelf) | Silver; Gold |  | DRAM |  | HP M6710 | QR494A | HDD | 2.5 | 10000 | 450 | 88 | NA | NA | 88 | 4 | 2 | 4 | 4 | No | 1.55 | 1.18 | 34.32 | [134 empty] | 2012-12-03 | 2014-06-17 | United States, Switzerland, Taiwan, Japan, Canada | ES_1128289_QR485A_05152014095933_1825315 | xxxxxxx
2213432 | 0 | 2012-12-03 | 2014-06-17 | Yes | Data Deduplication,Delta Snapshots,Thin Provisioning | Fixed Size Qualification Range | Active Cooling | Multi-Output | 764 Watts (controller); 584 Watts (drive shelf) | Silver; Gold | 0 | DRAM | HDD | 2.5 | 10000 | 450 | 42 | NA | NA | 42 | 2 | 0 | 4 | 2 | No | 2.7 | 1.18 | 33.71 | 2213432 |  | Hewlett Packard Enterprise | HP StoreServ | StoreServ 7000 Series | QR482A |  | Block I/O | Online 4 | Yes | Scale-Up Storage | Hewlett Packard Storage Division | StoreServ | 7200 | Parity RAID | Data Deduplication,Delta Snapshots,Thin Provisioning | Streaming | Fixed Size Qualification Range | Yes | No | InServ | 4.4.0.23 | No | Active Cooling | No |  | No |  | Monitored PDUs, D9NxyA series | [95 empty] | StoreServ 7200-2N | Multi-Output | Xyratex | Power/Cooling Module | HB-PCM-02-764-AC (controllers); SP-PCM01-HE580-AC (Drive shelves) | 764 Watts (controller); 584 Watts (drive shelf) | Silver; Gold |  | DRAM |  | HP M6710 | QR494A | HDD | 2.5 | 10000 | 450 | 42 | NA | NA | 42 | 2 | 0 | 4 | 2 | No | 2.7 | 1.18 | 33.71 | [134 empty] | 2012-12-03 | 2014-06-17 | United States, Switzerland, Taiwan, Japan, Canada | ES_1128289_QR482A_06192014144928_7578540 | xxxxxxx
2222016 | 0 | 2014-06-23 | 2014-02-18 | Yes | Data Deduplication,Delta Snapshots,Thin Provisioning,Compression | Fixed Size Qualification Range | Active Cooling | Multi Output | 750W | 80 PLUS Silver Level, 230V International | 0 | DRAM | HDD | 2.5 | 10000 | 450 | 48 | 0 | 0 | 48 | 2 | 1 | 4 | 2 | No | 0.99 | 0.51 | 48.75 | 2222016 |  | NetApp, Inc. | NetApp, Inc | ENERGY STAR FAS2552 Dual Controller Performance HD | FAS2552-ES-212-R6-C (600GB HDD), FAS2552-ES-213-R6-C (900GB HDD), FAS2552-ES-214-R6-C (1.2TB HDD), or FAS2552-ES-215-R6-C (900GB-NSE HDD) ; FAS2552A-001-R6 (Controller 1); FAS2552A-001-R6 (Controller 2) |  | Block I/O and Network Attached Storage (NAS) | Online 4 | Yes | Scale-Up Storage | NetApp | FAS2000 Series | FAS2552A-001-R6 | RAID DP | Data Deduplication,Delta Snapshots,Thin Provisioning,Compression | Streaming | Fixed Size Qualification Range | No | No | Data ONTAP | 8.2.0 P3 | No | Active Cooling | No |  | No | [97 empty] | FAS2240A-2-E-CM-002-R6; DS2246-E-1011-24S-SK-R6 | Multi Output | NetApp | TDPS-750AB D | TDPS-750AB D | 750W | 80 PLUS Silver Level, 230V International |  | DRAM |  | ENERGY STAR FAS2240-2 Dual Controller Performance HDD (450GB) with one ENERGY STAR Performance HDD (450GB) Expansion Shelf | FAS2240A-2-E-CM-002-R6; DS2246-E-1011-24S-SK-R6 | HDD | 2.5 | 10000 | 450 | 48 |  |  | 48 | 2 | 1 | 4 | 2 | No | 0.99 | 0.51 | 48.75 | [134 empty] | 2014-06-23 | 2014-02-18 | United States, Switzerland, Taiwan, Japan, Canada | ES_1093185_FAS2552-ES-212-R6-C (600GB HDD) (FAS2552A (SAS))_10102014145252_2772277 | xxxxxxx
2222017 | 0 | 2014-06-23 | 2014-02-18 | Yes | Data Deduplication,Delta Snapshots,Thin Provisioning,Compression | Fixed Size Qualification Range | Active Cooling | Multi Output | 750W | 80 PLUS Silver Level, 230V International | 0 | DRAM | HDD | 2.5 | 10000 | 450 | 48 | 0 | 0 | 48 | 2 | 1 | 4 | 2 | No | 0.99 | 0.51 | 48.75 | 2222017 |  | NetApp, Inc. | NetApp, Inc | ENERGY STAR FAS2552 Dual Controller SSD (400GB, 80 | FAS2552-ES-204-R6-C (400GB SSD), FAS2552-ES-206-R6-C (800GB SSD), or FAS2552-ES-207-R6-C (1.6TB SSD); FAS2552A-001-R6 (Controller 1); FAS2552A-001-R6 (Controller 2) |  | Block I/O and Network Attached Storage (NAS) | Online 4 | Yes | Scale-Up Storage | NetApp | FAS2000 Series | FAS2552A-001-R6 | RAID DP | Data Deduplication,Delta Snapshots,Thin Provisioning,Compression | Streaming | Fixed Size Qualification Range | No | No | Data ONTAP | 8.2.0 P3 | No | Active Cooling | No |  | No | [97 empty] | FAS2240A-2-E-CM-002-R6; DS2246-E-1011-24S-SK-R6 | Multi Output | NetApp | TDPS-750AB D | TDPS-750AB D | 750W | 80 PLUS Silver Level, 230V International |  | DRAM |  | ENERGY STAR FAS2240-2 Dual Controller Performance HDD (450GB) with one ENERGY STAR Performance HDD (450GB) Expansion Shelf | FAS2240A-2-E-CM-002-R6; DS2246-E-1011-24S-SK-R6 | HDD | 2.5 | 10000 | 450 | 48 |  |  | 48 | 2 | 1 | 4 | 2 | No | 0.99 | 0.51 | 48.75 | [134 empty] | 2014-06-23 | 2014-02-18 | United States, Switzerland, Taiwan, Japan, Canada | ES_1093185_FAS2552-ES-204-R6-C (400GB SSD) (FAS2552A (SSD))_10102014150253_3373427 | xxxxxxx
2222383 | 0 | 2014-06-23 | 2014-08-26 | Yes | Data Deduplication,Delta Snapshots,Thin Provisioning,Compression | Fixed Size Qualification Range | Active Cooling | Multi Output | 750W | 80 PLUS Silver Level, 230V International | 0 | DRAM | HDD | 2.5 | 10000 | 450 | 48 | 0 | 0 | 48 | 2 | 1 | 4 | 2 | No | 0.99 | 0.51 | 48.75 | 2222383 |  | NetApp, Inc. | NetApp, Inc | Energy Star FAS2552 Dual Controller SSD | FAS2552-ES-204-R6-C (400GB SSD), FAS2552-ES-206-R6-C (800GB SSD), or FAS2552-ES-207-R6-C (1.6TB SSD); FAS2552A-001-R6 (Controller 1); FAS2552A-001-R6 (Controller 2) |  | Block I/O and Network Attached Storage (NAS) | Online 4 | Yes | Scale-Up Storage | NetApp | FAS2000 Series | FAS2552A-001-R6 | RAID DP | Data Deduplication,Delta Snapshots,Thin Provisioning,Compression | Streaming | Fixed Size Qualification Range | No | No | Data ONTAP | 8.2.0 P3 | No | Active Cooling | No |  | No | [97 empty] | FAS2240A-2-E-CM-002-R6; DS2246-E-1011-24S-SK-R6 | Multi Output | NetApp | TDPS-750AB D | TDPS-750AB D | 750W | 80 PLUS Silver Level, 230V International |  | DRAM |  | Energy Star FAS2240-2 Dual Controller Performance HDD (450GB) with one Energy Star Performance HDD (450GB) Expansion Shelf | FAS2240A-2-E-CM-002-R6; DS2246-E-1011-24S-SK-R6 | HDD | 2.5 | 10000 | 450 | 48 |  |  | 48 | 2 | 1 | 4 | 2 | No | 0.99 | 0.51 | 48.75 | [134 empty] | 2014-06-23 | 2014-08-26 | United States, Switzerland, Taiwan, Japan, Canada | ES_1093185_FAS2552-ES-204-R6-C (400GB SSD)_10152014122932_6172319 | xxxxxxx
2222384 | 0 | 2014-06-23 | 2014-08-26 | Yes | Data Deduplication,Delta Snapshots,Thin Provisioning,Compression | Fixed Size Qualification Range | Active Cooling | Multi Output | 750W | 80 PLUS Silver Level, 230V International | 0 | DRAM | HDD | 2.5 | 10000 | 450 | 48 | 0 | 0 | 48 | 2 | 1 | 4 | 2 | No | 0.99 | 0.51 | 48.75 | 2222384 |  | NetApp, Inc. | NetApp, Inc | ENERGY STAR FAS2552 Dual Controller Performance HD | FAS2552-ES-212-R6-C (600GB HDD), FAS2552-ES-213-R6-C (900GB HDD), FAS2552-ES-214-R6-C (1.2TB HDD), or FAS2552-ES-215-R6-C (900GB-NSE HDD) ; FAS2552A-001-R6 (Controller 1); FAS2552A-001-R6 (Controller 2) |  | Block I/O and Network Attached Storage (NAS) | Online 4 | Yes | Scale-Up Storage | NetApp | FAS2000 Series | FAS2552A-001-R6 | RAID DP | Data Deduplication,Delta Snapshots,Thin Provisioning,Compression | Streaming | Fixed Size Qualification Range | No | No | Data ONTAP | 8.2.0 P3 | No | Active Cooling | No |  | No | [97 empty] | FAS2240A-2-E-CM-002-R6; DS2246-E-1011-24S-SK-R6 | Multi Output | NetApp | TDPS-750AB D | TDPS-750AB D | 750W | 80 PLUS Silver Level, 230V International |  | DRAM |  | Energy Star FAS2240-2 Dual Controller Performance HDD (450GB) with one Energy Star Performance HDD (450GB) Expansion Shelf | FAS2240A-2-E-CM-002-R6; DS2246-E-1011-24S-SK-R6 | HDD | 2.5 | 10000 | 450 | 48 |  |  | 48 | 2 | 1 | 4 | 2 | No | 0.99 | 0.51 | 48.75 | [134 empty] | 2014-06-23 | 2014-08-26 | United States, Switzerland, Taiwan, Japan, Canada | ES_1093185_FAS2552-ES-212-R6-C (600GB HDD)_10152014123309_6389596 | xxxxxxx
2213431 | 0 | 0 | 2014-06-17 | Yes | Data Deduplication,Delta Snapshots,Thin Provisioning | Fixed Size Qualification Range | Active Cooling | Multi-Output | 764 Watts (controller); 584 Watts (drive shelf) | Silver; Gold | 0 | DRAM | HDD | 2.5 | 10000 | 450 | 54 | NA | NA | 54 | 2 | 0 | 4 | 4 | No | 0 | 0 | 0 | 2213431 |  | Hewlett Packard Enterprise | HP StoreServ | StoreServ 7000 Series | QR483A |  | Block I/O | Online 4 | Yes | Scale-Up Storage | Hewlett Packard Storage Division | StoreServ | 7400 | Parity RAID | Data Deduplication,Delta Snapshots,Thin Provisioning | Streaming | Fixed Size Qualification Range | Yes | No | InServ | 4.4.0.23 | No | Active Cooling | No |  | No |  | Monitored PDUs, D9NxyA series | [95 empty] | StoreServ 7400-2N | Multi-Output | Xyratex | Power/Cooling Module | HB-PCM-02-764-AC (controllers); SP-PCM01-HE580-AC (Drive shelves) | 764 Watts (controller); 584 Watts (drive shelf) | Silver; Gold |  | DRAM |  | HP M6710 | QR494A | HDD | 2.5 | 10000 | 450 | 54 | NA | NA | 54 | 2 | 0 | 4 | 4 | No | [138 empty] | 2014-06-17 | United States, Switzerland, Taiwan, Japan, Canada | ES_1128289_QR483A_06192014144909_5040326 | xxxxxxx
2218196 | a | 2014-02-28 | 2014-08-29 | Yes | Thin Provisioning | Flexible Size Qualification Range | Active Cooling | Multi-Output;Multi-Output;Multi-Output;Multi-Output;Multi-Output;Multi-Output;Multi-Output | 1100;400;410;400;410;400;1300 | Silver;Silver;Silver;Silver;Silver;Silver;Silver | 0 | DRAM | HDD;HDD | 2.5 | 10000 | 600 | 75 | 0 | 0 | 75 | 2 | 1 | 6 | 3 | No | 5 | 4.21 | 51 | 2218196 | a | EMC Corporation | EMC VNX5400 | EMC VNX5400 | EMC VNX5400 |  | Block I/O | Online 4 | Yes | Scale-Up Storage | EMC Corporation | VNX5400 | VSPBM8GFFEA | RAID | Thin Provisioning | Streaming,Transaction | Flexible Size Qualification Range | Yes | No | Unified Operating Environment | 05.33.000.5.052 | No | Active Cooling | Yes | 3600 | Yes | 3600 | Sample at 3 seconds, report 30 second average, rolling averages over 1 hour | VNX5400 | Multi-Output;Multi-Output;Multi-Output;Multi-Output;Multi-Output;Multi-Output;Multi-Output | AcBel Polytechnic;AcBel Polytechnic;AcBel Polytechnic; Artesyn Embedded Tech;Artesyn Embedded Tech;AcBel Polytechnic;AcBel Polytechnic | SGA005-710G;SGA001-710G;SG7008-710G;AA27280L;AA26490L;SG9006-710G;SG9015-710G | SGA005-710G;SGA001-710G;SG7008-710G;AA27280L;AA26490L;SG9006-710G;SG9015-710G | 1100;400;410;400;410;400;1300 | Silver;Silver;Silver;Silver;Silver;Silver;Silver |  | DRAM |  | V4-2S10-600; V-V4-260010 | V4-2S10-600; V-V4-260010 | HDD;HDD | 2.5;2.5 | 10000;10000 | 600;600 | 125 |  |  | 125 | 2 | 1 | 10 | 5 | No | 21.83 | 2.91 | 5.11 | 65.6 | Hard Disk Drive (HDD) | 2.5 inch | 15000 |  | 150 | Physical | No | 27.28 | 3.98 | 9.87 | 29 | Hard Disk Drive (HDD) | 3.5 inch | 15000 |  | 195 | Physical | No | 14.68 | 2.67 | 3.88 | 17.9 | [44 empty] | VNX5400 | Multi-Output;Multi-Output;Multi-Output;Multi-Output;Multi-Output;Multi-Output;Multi-Output | AcBel Polytechnic;AcBel Polytechnic;AcBel Polytechnic; Artesyn Embedded Tech;Artesyn Embedded Tech;AcBel Polytechnic;AcBel Polytechnic | SGA005-710G;SGA001-710G;SG7008-710G;AA27280L;AA26490L;SG9006-710G;SG9015-710G | SGA005-710G;SGA001-710G;SG7008-710G;AA27280L;AA26490L;SG9006-710G;SG9015-710G | 1100;400;410;400;410;400;1300 | Silver;Silver;Silver;Silver;Silver;Silver;Silver |  | DRAM |  | V4-2S10-600; V-V4-260010 | V4-2S10-600; V-V4-260010 | HDD;HDD | 2.5 | 10000 | 600 | 75 |  |  | 75 | 2 | 1 | 6 | 3 | No | 5 | 4.21 | 51 | Hard Disk Drive (HDD) | 2.5 inch | 15000 |  | 150 | Physical | No | 3.79 | 2.48 | 29 | Hard Disk Drive (HDD) | 3.5 inch | 15000 |  | 120 | Physical | No | 2.71 | 1.89 | 16.2 | [114 empty] | 2014-02-28 | 2014-08-29 | United States, Switzerland, Taiwan, Japan, Canada | ES_1026289_VNX5400_08292014141319_4977127 | xxxxxxx
2221897 | a | 2014-02-28 | 2014-10-08 | Yes | Delta Snapshots,Thin Provisioning | Flexible Size Qualification Range | Active Cooling | Multi-Output;Multi-Output;Multi-Output;Multi-Output;Multi-Output;Multi-Output;Multi-Output | 1100;400;410;400;410;400;1300 | Gold;Silver;Silver;Silver;Silver;Silver;Gold | 0 | DRAM | HDD;HDD | 2.5 | 10000 | 600 | 75 | 0 | 0 | 75 | 2 | 1 | 6 | 3 | No | 5.68 | 4.66 | 54.4 | 2221897 | a | EMC Corporation | EMC VNX5600 | EMC VNX5600 | EMC VNX5600 |  | Block I/O | Online 4 | Yes | Scale-Up Storage | EMC Corporation | EMC VNX5600 | EMC VNX5600 | RAID | Delta Snapshots,Thin Provisioning | Streaming,Transaction | Flexible Size Qualification Range | Yes | No | Unified Operating Environment | 05.33.000.5.052 | No | Active Cooling | Yes | 3600 | Yes | 3600 | Sample at 3 seconds, report 30 second average, rolling averages over 1 hour | EMC VNX5600 | Multi-Output;Multi-Output;Multi-Output;Multi-Output;Multi-Output;Multi-Output;Multi-Output | AcBel Polytechnic;AcBel Polytechnic;AcBel Polytechnic; Artesyn Embedded Tech;Artesyn Embedded Tech;AcBel Polytechnic;AcBel Polytechnic | SGA005-710G;SGA001-710G;SG7008-710G;AA27280L;AA26490L;SG9006-710G;SG9015-710G | SGA005-710G;SGA001-710G;SG7008-710G;AA27280L;AA26490L;SG9006-710G;SG9015-710G | 1100;400;410;400;410;400;1300 | Gold;Silver;Silver;Silver;Silver;Silver;Gold |  | DRAM |  | V4-2S10-600; V-V4-260010 | V4-2S10-600; V-V4-260010 | HDD;HDD | 2.5;2.5 | 10000;10000 | 600;600 | 125 |  |  | 125 | 2 | 1 | 10 | 5 | No | 25.12 | 13.1 | 7.04 | 60.1 | Hard Disk Drive (HDD) | 2.5 inch | 15000 |  | 150 | Physical | No | 28.42 | 20.45 | 12.24 | 27.3 | Hard Disk Drive (HDD) | 2.5 inch | 15000 |  | 120 | Physical | No | 19.32 | 11.61 | 5.95 | 16.9 | [44 empty] | EMC VNX5600 | Multi-Output;Multi-Output;Multi-Output;Multi-Output;Multi-Output;Multi-Output;Multi-Output | AcBel Polytechnic;AcBel Polytechnic;AcBel Polytechnic; Artesyn Embedded Tech;Artesyn Embedded Tech;AcBel Polytechnic;AcBel Polytechnic | SGA005-710G;SGA001-710G;SG7008-710G;AA27280L;AA26490L;SG9006-710G;SG9015-710G | SGA005-710G;SGA001-710G;SG7008-710G;AA27280L;AA26490L;SG9006-710G;SG9015-710G | 1100;400;410;400;410;400;1300 | Gold;Silver;Silver;Silver;Silver;Silver;Gold |  | DRAM |  | V4-2S10-600, V-V4-260010 | V4-2S10-600, V-V4-260010 | HDD;HDD | 2.5 | 10000 | 600 | 75 |  |  | 75 | 2 | 1 | 6 | 3 | No | 5.68 | 4.66 | 54.4 | Hard Disk Drive (HDD) | 2.5 inch | 15000 |  | 75 | Physical | No | 6.25 | 4.38 | 23.5 | Hard Disk Drive (HDD) | 3.5 inch | 15000 |  | 75 | Physical | No | 3.76 | 2.87 | 14.6 | [114 empty] | 2014-02-28 | 2014-10-08 | United States, Switzerland, Taiwan, Japan, Canada | ES_1026289_EMC VNX5600_10082014150526_4718155 | xxxxxxx
2229660 | a | 2014-02-28 | 2014-12-19 | Yes | Data Deduplication,Delta Snapshots,Thin Provisioning | Flexible Size Qualification Range | Active Cooling | Multi-Output;Multi-Output;Multi-Output;Multi-Output;Multi-Output;Multi-Output;Multi-Output | 1100;400;410;400;410;400;1300 | Gold;Silver;Gold;Gold;Gold;Gold;Gold | 0 | DRAM | HDD;HDD | 2.5 | 10000 | 600 | 0 | 0 | 0 | 125 | 2 | 1 | 10 | 5 | No | 5.77 | 4.25 | 52.8 | 2229660 | a | EMC Corporation | EMC VNX5800 | EMC VNX5800 | EMC VNX5800 |  | Block I/O | Online 4 | Yes | Scale-Up Storage | EMC Corporation | VNX5800 | VNX5800 | RAID | Data Deduplication,Delta Snapshots,Thin Provisioning | Streaming,Transaction | Flexible Size Qualification Range | Yes | Yes | Unified Operating Environment | 05.33.000.5.052 | No | Active Cooling | Yes | 3600 | Yes | 3600 | Sample at 3 seconds, report 30 second average, rolling averages over 1 hour | EMC VNX5800 | Multi-Output;Multi-Output;Multi-Output;Multi-Output;Multi-Output;Multi-Output;Multi-Output | AcBel Polytechnic;AcBel Polytechnic;AcBel Polytechnic; Artesyn Embedded Tech;Artesyn Embedded Tech;AcBel Polytechnic;AcBel Polytechnic | SGA005-710G;SGA001-710G;SG7008-710G;AA27280L;AA26490L;SG9006-710G;SG9015-710G | SGA005-710G;SGA001-710G;SG7008-710G;AA27280L;AA26490L;SG9006-710G;SG9015-710G | 1100;400;410;400;410;400;1300 | Gold;Silver;Gold;Gold;Gold;Gold;Gold |  | DRAM |  | V4-2S10-600; V-V4-260010 | V4-2S10-600; V-V4-260010 | HDD;HDD | 2.5;2.5 | 10000;10000 | 600;600 | 175 |  |  | 175 | 2 | 1 | 14 | 7 | No | 25.62 | 13.81 | 5.46 | 59.3 | Hard Disk Drive (HDD) | 2.5 inch | 15000 |  | 200 | Physical | No | 33.68 | 21.52 | 4.53 | 29.9 | Hard Disk Drive (HDD) | 3.5 inch | 15000 |  | 165 | Physical | No | 19.48 | 11.26 | 7.8 | 16.5 | Hard Disk Drive (HDD) | [43 empty] | EMC VNX5800 | Multi-Output;Multi-Output;Multi-Output;Multi-Output;Multi-Output;Multi-Output;Multi-Output | AcBel Polytechnic;AcBel Polytechnic;AcBel Polytechnic; Artesyn Embedded Tech;Artesyn Embedded Tech;AcBel Polytechnic;AcBel Polytechnic | SGA005-710G;SGA001-710G;SG7008-710G;AA27280L;AA26490L;SG9006-710G;SG9015-710G | SGA005-710G;SGA001-710G;SG7008-710G;AA27280L;AA26490L;SG9006-710G;SG9015-710G | 1100;400;410;400;410;400;1300 | Gold;Silver;Gold;Gold;Gold;Gold;Gold |  | DRAM |  | V4-2S10-600, V-V4-260010 | V4-2S10-600, V-V4-260010 | HDD;HDD | 2.5 | 10000 | 600 |  |  |  | 125 | 2 | 1 | 10 | 5 | No | 5.77 | 4.25 | 52.8 | Hard Disk Drive (HDD) | 2.5 inch | 15000 |  | 100 | Physical | No | 6.48 | 4.52 | 25.2 | Hard Disk Drive (HDD) | [123 empty] | 2014-02-28 | 2014-12-19 | United States, Switzerland, Taiwan, Japan, Canada | ES_1026289_EMC VNX5800_12192014150849_3102461 | xxxxxxx
2235836 | a | 2015-02-28 | 2015-04-06 | Yes | Data Deduplication,Delta Snapshots,Thin Provisioning | Flexible Size Qualification Range | Active Cooling | Multi-Output;Multi-Output;Multi-Output;Multi-Output;Multi-Output;Multi-Output;Multi-Output | 1100;400;410;400;410;400;1300 | Gold;Silver;Gold;Gold;Gold;Gold;Gold | 0 | DRAM | HDD;HDD | 2.5 | 10000 | 600 | 125 | 0 | 0 | 125 | 2 | 1 | 10 | 5 | No | 5.65 | 4.27 | 53 | 2235836 | a | EMC Corporation | EMC VNX7600 | EMC VNX7600 | EMC VNX7600 |  | Block I/O | Online 4 | Yes | Scale-Up Storage | EMC Corporation | EMC VNX7600 | EMC VNX7600 | RAID | Data Deduplication,Delta Snapshots,Thin Provisioning | Streaming,Transaction | Flexible Size Qualification Range | Yes | No | Unified Operating Environment | 05.33.000.5.119 | No | Active Cooling | Yes |  | Yes | 3600 | Sample at 3 seconds, report 30 second average, rolling averages over 1 hour | EMC VNX7600 | Multi-Output;Multi-Output;Multi-Output;Multi-Output;Multi-Output;Multi-Output;Multi-Output | AcBel Polytechnic;AcBel Polytechnic;AcBel Polytechnic; Artesyn Embedded Tech;Artesyn Embedded Tech;AcBel Polytechnic;AcBel Polytechnic | SGA005-710G;SGA001-710G;SG7008-710G;AA27280L;AA26490L;SG9006-710G;SG9015-710G | SGA005-710G;SGA001-710G;SG7008-710G;AA27280L;AA26490L;SG9006-710G;SG9015-710G | 1100;400;410;400;410;400;1300 | Gold;Silver;Gold;Gold;Gold;Gold;Gold |  | DRAM |  | V4-2S10-600; V-V4-260010 | V4-2S10-600; V-V4-260010 | HDD;HDD | 2.5;2.5 | 10000;10000 | 600;600 | 250 |  |  | 250 | 2 | 1 | 20 | 10 | No | 26.48 | 14.63 | 7.96 | 64.6 | Hard Disk Drive (HDD) | 2.5 inch | 15000 |  | 225 | Physical | No | 32.29 | 21.39 | 7.18 | 25 | Hard Disk Drive (HDD) | 3.5 inch | 15000 |  | 180 | Physical | No | 19.24 | 11.12 | 6.22 | 16.9 | Hard Disk Drive (HDD) | 2.5 inch | 7200 |  | 271 | Physical | No | 11.8 | 4.75 | 5.76 | 99.2 | [33 empty] | EMC VNX7600 | Multi-Output;Multi-Output;Multi-Output;Multi-Output;Multi-Output;Multi-Output;Multi-Output | AcBel Polytechnic;AcBel Polytechnic;AcBel Polytechnic; Artesyn Embedded Tech;Artesyn Embedded Tech;AcBel Polytechnic;AcBel Polytechnic | SGA005-710G;SGA001-710G;SG7008-710G;AA27280L;AA26490L;SG9006-710G;SG9015-710G | SGA005-710G;SGA001-710G;SG7008-710G;AA27280L;AA26490L;SG9006-710G;SG9015-710G | 1100;400;410;400;410;400;1300 | Gold;Silver;Gold;Gold;Gold;Gold;Gold |  | DRAM |  | V4-2S10-600; V-V4-260010 | V4-2S10-600; V-V4-260010 | HDD;HDD | 2.5 | 10000 | 600 | 125 |  |  | 125 | 2 | 1 | 10 | 5 | No | 5.65 | 4.27 | 53 | Hard Disk Drive (HDD) | 2.5 inch | 15000 |  | 100 | Physical | No | 6.11 | 4.53 | 20.7 | Hard Disk Drive (HDD) | 3.5 inch | 15000 |  | 75 | Physical | No | 3.78 | 3.74 | 13.5 | Hard Disk Drive (HDD) | 2.5 inch | 7200 |  | 171 | Physical | No | 3.71 | 3.03 | 92 | [104 empty] | 2015-02-28 | 2015-04-06 | United States, Switzerland, Taiwan, Japan, Canada | ES_1026289_EMC VNX7600_04062015111935_8853095 | xxxxxxx
2257506 | 0 | 2015-06-01 | 2015-12-10 | Yes | Data Deduplication,Delta Snapshots,Thin Provisioning | Fixed Size Qualification Range | Active Cooling | Multi-Output; Multi-Output | 750W (controllers); 460W (drive shelves) | Gold; Gold | 0 | DRAM | HDD | 2.5 | 10000 | 600 | 528 | N/A | N/A | 528 | 4 | 4 | 28 | 28 | Yes | 1.28 | 0.65 | 55.4 | 2257506 |  | Hewlett Packard Enterprise | HPE 3PAR StoreServ | HPE 3PAR StoreServ 20850 - 4 Node | C8S87A |  | Block I/O | Online 4 | Yes | Scale-Up Storage | Hewlett Packard Enterprise | HPE 3PAR 20850 192GB CC/256GB DC Node | C8S87A | Parity RAID | Data Deduplication,Delta Snapshots,Thin Provisioning | Streaming,Transaction | Fixed Size Qualification Range | Yes | Yes | HPE 3PAR Management Console | 4.4.0.23 | No | Active Cooling | No |  | No |  |  | C8S87A | Multi-Output; Multi-Output | Delta Electronics; Lite-On Technology Corp | DPS-750AB-3 A (controllers); HSTNS-PL14 (drive shelves) | 643932-001 (controllers); 499250-201 (drive shelves) | 750W (controllers); 460W (drive shelves) | Gold; Gold |  | DRAM |  | J8S07A | J8S07A | HDD | 2.5 inch | 10K RPM | 600GB | 528 | N/A | N/A | 528 | 4 | 4 | 28 | 28 | Yes | 13.67 | 10.52 | 4.5 | 55.4 | [66 empty] | C8S87A | Multi-Output; Multi-Output | Delta Electronics; Lite-On Technology Corp | DPS-750AB-3 A (controllers); HSTNS-PL14 (drive shelves) | 643932-001 (controllers); 499250-201 (drive shelves) | 750W (controllers); 460W (drive shelves) | Gold; Gold |  | DRAM |  | J8S07A | J8S07A | HDD | 2.5 | 10000 | 600 | 528 | N/A | N/A | 528 | 4 | 4 | 28 | 28 | Yes | 1.28 | 0.65 | 55.4 | [134 empty] | 2015-06-01 | 2015-12-10 | United States, Switzerland, Taiwan, Japan, Canada | ES_1128289_C8S87A_01292016131756_6099408 | xxxxxxx
2272567 | 0 | 0 | 2016-07-06 | Yes | Data Deduplication,Delta Snapshots,Thin Provisioning | Fixed Size Qualification Range | Active Cooling | Multi-Output; Multi-Output | 764W (controllers); 580W (drive shelves) | Gold; Gold | 0 | DRAM | HDD | 2.5 | 15000 | 300 | 264 | N/A | N/A | 264 | 2 | 2 | 22 | 22 | Yes | 0 | 0 | 0 | 2272567 |  | Hewlett Packard Enterprise | HPE 3PAR StoreServ | HPE 3PAR StoreServ 8440 - 2 Node | H6Y97A/H6Z09A/H6Z07A/H6Z08A | ,,Additional qualified HDDs and SSDs: K2P97A=300GB; ,,K2P88A=480GB; ,,K2P89A=1.92TB; ,,K2P90A=920GB; ,,K2P91A=3.84TB; ,,K2P92A=600GB; ,,K2P98A=600GB; ,,K2Q95A=480GB; ,,K2R27A=1.92TB; ,,M0T66A=3.84TB; ,,N9Y06A=400GB | Block I/O | Online 4 | Yes | Scale-Up Storage | Hewlett Packard Enterprise | HPE 3PAR StoreServ 8440 2-node Storage Base | H6Y97A/H6Z09A/H6Z07A/H6Z08A | Parity RAID | Data Deduplication,Delta Snapshots,Thin Provisioning | Streaming,Transaction | Fixed Size Qualification Range | Yes | Yes | HPE 3PAR Management Console | 4.4.0.23 | No | Active Cooling | No |  | No |  |  | H6Y97A/H6Z09A/H6Z07A/H6Z08A | Multi-Output; Multi-Output | Xyratex; Xyratex | HB-PCM-02-764-AC (controllers); SP-PMC02-HE580-AC-HP (drive shelves) | 682372-001 (controllers); 753322-001 (drive shelves) | 764W (controllers); 580W (drive shelves) | Gold; Gold |  | DRAM |  | K2P97A | K2P97A | HDD | 2.5 inch | 15K RPM | 300GB | 264 | N/A | N/A | 264 | 2 | 2 | 22 | 22 | Yes | 22.88 | 15.23 | 8.15 | 28 | [66 empty] | H6Y97A/H6Z09A/H6Z07A/H6Z08A | Multi-Output; Multi-Output | Xyratex; Xyratex | HB-PCM-02-764-AC (controllers); SP-PMC02-HE580-AC-HP (drive shelves) | 682372-001 (controllers); 753322-001 (drive shelves) | 764W (controllers); 580W (drive shelves) | Gold; Gold |  | DRAM |  | K2P97A | K2P97A | HDD | 2.5 | 15000 | 300 | 264 | N/A | N/A | 264 | 2 | 2 | 22 | 22 | Yes | [138 empty] | 2016-07-06 | United States, Switzerland, Taiwan, Japan, Canada | ES_1128289_H6Y97AH6Z09AH6Z07AH6Z0_07182016110907_6556439 | xxxxxxx
2269411 | 0 | 0 | 2016-05-26 | Yes | Data Deduplication,Delta Snapshots,Thin Provisioning | Fixed Size Qualification Range | Active Cooling | Multi-Output; Multi-Output | 764W (controllers); 580W (drive shelves) | Gold; Gold | 0 | DRAM | HDD | 2.5 | 15000 | 300 | 220 | N/A | N/A | 220 | 2 | 2 | 22 | 22 | Yes | 0 | 0 | 0 | 2269411 |  | Hewlett Packard Enterprise | HPE 3PAR StoreServ | HPE 3PAR StoreServ 8400 - 2 Node | H6Y95A/H6Z12A/H6Y96A/H6Z06 | ,,Additional qualified HDDs and SSDs: K2P97A=300GB; ,,K2P88A=480GB; ,,K2P89A=1.92TB; ,,K2P90A=920GB; ,,K2P91A=3.84TB; ,,K2P92A=600GB; ,,K2P98A=600GB; ,,K2Q95A=480GB; ,,K2R27A=1.92TB; ,,M0T66A=3.84TB; ,,N9Y06A=400GB | Block I/O | Online 4 | Yes | Scale-Up Storage | Hewlett Packard Enterprise | HPE 3PAR StoreServ 8400 2-node Storage Base | H6Y95A/H6Z12A/H6Y96A/H6Z06 | Parity RAID | Data Deduplication,Delta Snapshots,Thin Provisioning | Streaming,Transaction | Fixed Size Qualification Range | Yes | Yes | HPE 3PAR Management Console | 4.4.0.23 | No | Active Cooling | No |  | No |  |  | H6Y95A/H6Z12A/H6Y96A/H6Z06 | Multi-Output; Multi-Output | Xyratex; Xyratex | HB-PCM-02-764-AC (controllers); SP-PMC02-HE580-AC-HP (drive shelves) | 682372-001 (controllers); 753322-001 (drive shelves) | 764W (controllers); 580W (drive shelves) | Gold; Gold |  | DRAM |  | K2P97A | K2P97A | HDD | 2.5 inch | 15K RPM | 300GB | 220 | N/A | N/A | 220 | 2 | 2 | 22 | 22 | Yes | 18.38 | 13.55 | 5.62 | 27.1 | [66 empty] | H6Y95A/H6Z12A/H6Y96A/H6Z06 | Multi-Output; Multi-Output | Xyratex; Xyratex | HB-PCM-02-764-AC (controllers); SP-PMC02-HE580-AC-HP (drive shelves) | 682372-001 (controllers); 753322-001 (drive shelves) | 764W (controllers); 580W (drive shelves) | Gold; Gold |  | DRAM |  | K2P97A | K2P97A | HDD | 2.5 | 15000 | 300 | 220 | N/A | N/A | 220 | 2 | 2 | 22 | 22 | Yes | [138 empty] | 2016-05-26 | United States, Switzerland, Taiwan, Japan, Canada | ES_1128289_H6Y95AH6Z12AH6Y96AH6Z0_06132016093150_2918866 | xxxxxxx
2278427 | 0 | 0 | 2016-08-31 | Yes | Data Deduplication,Delta Snapshots,Thin Provisioning | Fixed Size Qualification Range | Active Cooling | Multi-Output; Multi-Output | 764W (controllers); 580W (drive shelves) | Gold; Gold | 0 | DRAM | HDD | 2.5 | 15000 | 300 | 220 | N/A | N/A | 220 | 2 | 2 | 22 | 22 | Yes | 0 | 0 | 0 | 2278427 |  | Hewlett Packard Enterprise | HPE 3PAR StoreServ | HPE 3PAR StoreServ 8200 - 2 Node | K2Q35A/K2Q37A/K2Q36A | ,,Additional qualified HDDs and SSDs: K2P97A=300GB; ,,K2P88A=480GB; ,,K2P89A=1.92TB; ,,K2P90A=920GB; ,,K2P91A=3.84TB; ,,K2P92A=600GB; ,,K2P98A=600GB; ,,K2Q95A=480GB; ,,K2R27A=1.92TB; ,,M0T66A=3.84TB; ,,N9Y06A=400GB; ,,P9L83A=7.68TB | Block I/O | Online 4 | Yes | Scale-Up Storage | Hewlett Packard Enterprise | HPE 3PAR StoreServ 8200 2-node Storage Base | K2Q35A/K2Q37A/K2Q36A | Parity RAID | Data Deduplication,Delta Snapshots,Thin Provisioning | Streaming,Transaction | Fixed Size Qualification Range | Yes | Yes | HPE 3PAR Management Console | 4.4.0.23 | No | Active Cooling | No |  | No |  |  | K2Q35A/K2Q37A/K2Q36A | Multi-Output; Multi-Output | Xyratex; Xyratex | HB-PCM-02-764-AC (controllers); SP-PMC02-HE580-AC-HP (drive shelves) | 682372-001 (controllers); 753322-001 (drive shelves) | 764W (controllers); 580W (drive shelves) | Gold; Gold |  | DRAM |  | K2P97A | K2P97A | HDD | 2.5 inch | 15K RPM | 300GB | 220 | N/A | N/A | 220 | 2 | 2 | 22 | 22 | Yes | 18.38 | 13.55 | 5.62 | 27.1 | [66 empty] | K2Q35A/K2Q37A/K2Q36A | Multi-Output; Multi-Output | Xyratex; Xyratex | HB-PCM-02-764-AC (controllers); SP-PMC02-HE580-AC-HP (drive shelves) | 682372-001 (controllers); 753322-001 (drive shelves) | 764W (controllers); 580W (drive shelves) | Gold; Gold |  | DRAM |  | K2P97A | K2P97A | HDD | 2.5 | 15000 | 300 | 220 | N/A | N/A | 220 | 2 | 2 | 22 | 22 | Yes | [138 empty] | 2016-08-31 | United States, Switzerland, Taiwan, Japan, Canada | ES_1128289_K2Q35AK2Q37AK2Q36A_09062016121754_2127439 | xxxxxxx
2218196 | b | 2014-02-28 | 2014-08-29 | Yes | Thin Provisioning | Flexible Size Qualification Range | Active Cooling | Multi-Output;Multi-Output;Multi-Output;Multi-Output;Multi-Output;Multi-Output;Multi-Output | 1100;400;410;400;410;400;1300 | Silver;Silver;Silver;Silver;Silver;Silver;Silver | 0 | DRAM | Hard Disk Drive (HDD) | 2.5 | 15000 | 0 | 0 | 0 | 0 | 150 | 2 | 1 | 6 | 3 | No | 3.79 | 2.48 | 29 | 2218196 | b | EMC Corporation | EMC VNX5400 | EMC VNX5400 | EMC VNX5400 |  | Block I/O | Online 4 | Yes | Scale-Up Storage | EMC Corporation | VNX5400 | VSPBM8GFFEA | RAID | Thin Provisioning | Streaming,Transaction | Flexible Size Qualification Range | Yes | No | Unified Operating Environment | 05.33.000.5.052 | No | Active Cooling | Yes | 3600 | Yes | 3600 | Sample at 3 seconds, report 30 second average, rolling averages over 1 hour | [95 empty] | VNX5400 | Multi-Output;Multi-Output;Multi-Output;Multi-Output;Multi-Output;Multi-Output;Multi-Output | AcBel Polytechnic;AcBel Polytechnic;AcBel Polytechnic; Artesyn Embedded Tech;Artesyn Embedded Tech;AcBel Polytechnic;AcBel Polytechnic | SGA005-710G;SGA001-710G;SG7008-710G;AA27280L;AA26490L;SG9006-710G;SG9015-710G | SGA005-710G;SGA001-710G;SG7008-710G;AA27280L;AA26490L;SG9006-710G;SG9015-710G | 1100;400;410;400;410;400;1300 | Silver;Silver;Silver;Silver;Silver;Silver;Silver |  | DRAM |  | V4-2S10-600; V-V4-260010 | V4-2S10-600; V-V4-260010 | Hard Disk Drive (HDD) | 2.5 | 15000 |  |  |  |  | 150 | 2 | 1 | 6 | 3 | No | 3.79 | 2.48 | 29 | [134 empty] | 2014-02-28 | 2014-08-29 |  |  | xxxxxxx
2221897 | b | 2014-02-28 | 2014-10-08 | Yes | Delta Snapshots,Thin Provisioning | Flexible Size Qualification Range | Active Cooling | Multi-Output;Multi-Output;Multi-Output;Multi-Output;Multi-Output;Multi-Output;Multi-Output | 1100;400;410;400;410;400;1300 | Gold;Silver;Silver;Silver;Silver;Silver;Gold | 0 | DRAM | Hard Disk Drive (HDD) | 2.5 | 15000 | 0 | 0 | 0 | 0 | 75 | 2 | 1 | 6 | 3 | No | 6.25 | 4.38 | 23.5 | 2221897 | b | EMC Corporation | EMC VNX5600 | EMC VNX5600 | EMC VNX5600 |  | Block I/O | Online 4 | Yes | Scale-Up Storage | EMC Corporation | EMC VNX5600 | EMC VNX5600 | RAID | Delta Snapshots,Thin Provisioning | Streaming,Transaction | Flexible Size Qualification Range | Yes | No | Unified Operating Environment | 05.33.000.5.052 | No | Active Cooling | Yes | 3600 | Yes | 3600 | Sample at 3 seconds, report 30 second average, rolling averages over 1 hour | [95 empty] | EMC VNX5600 | Multi-Output;Multi-Output;Multi-Output;Multi-Output;Multi-Output;Multi-Output;Multi-Output | AcBel Polytechnic;AcBel Polytechnic;AcBel Polytechnic; Artesyn Embedded Tech;Artesyn Embedded Tech;AcBel Polytechnic;AcBel Polytechnic | SGA005-710G;SGA001-710G;SG7008-710G;AA27280L;AA26490L;SG9006-710G;SG9015-710G | SGA005-710G;SGA001-710G;SG7008-710G;AA27280L;AA26490L;SG9006-710G;SG9015-710G | 1100;400;410;400;410;400;1300 | Gold;Silver;Silver;Silver;Silver;Silver;Gold |  | DRAM |  | V4-2S10-600, V-V4-260010 | V4-2S10-600, V-V4-260010 | Hard Disk Drive (HDD) | 2.5 | 15000 |  |  |  |  | 75 | 2 | 1 | 6 | 3 | No | 6.25 | 4.38 | 23.5 | [134 empty] | 2014-02-28 | 2014-10-08 |  |  | xxxxxxx
2229660 | b | 2014-02-28 | 2014-12-19 | Yes | Data Deduplication,Delta Snapshots,Thin Provisioning | Flexible Size Qualification Range | Active Cooling | Multi-Output;Multi-Output;Multi-Output;Multi-Output;Multi-Output;Multi-Output;Multi-Output | 1100;400;410;400;410;400;1300 | Gold;Silver;Gold;Gold;Gold;Gold;Gold | 0 | DRAM | Hard Disk Drive (HDD) | 2.5 | 15000 | 0 | 0 | 0 | 0 | 100 | 2 | 1 | 10 | 5 | No | 6.48 | 4.52 | 25.2 | 2229660 | b | EMC Corporation | EMC VNX5800 | EMC VNX5800 | EMC VNX5800 |  | Block I/O | Online 4 | Yes | Scale-Up Storage | EMC Corporation | VNX5800 | VNX5800 | RAID | Data Deduplication,Delta Snapshots,Thin Provisioning | Streaming,Transaction | Flexible Size Qualification Range | Yes | Yes | Unified Operating Environment | 05.33.000.5.052 | No | Active Cooling | Yes | 3600 | Yes | 3600 | Sample at 3 seconds, report 30 second average, rolling averages over 1 hour | [95 empty] | EMC VNX5800 | Multi-Output;Multi-Output;Multi-Output;Multi-Output;Multi-Output;Multi-Output;Multi-Output | AcBel Polytechnic;AcBel Polytechnic;AcBel Polytechnic; Artesyn Embedded Tech;Artesyn Embedded Tech;AcBel Polytechnic;AcBel Polytechnic | SGA005-710G;SGA001-710G;SG7008-710G;AA27280L;AA26490L;SG9006-710G;SG9015-710G | SGA005-710G;SGA001-710G;SG7008-710G;AA27280L;AA26490L;SG9006-710G;SG9015-710G | 1100;400;410;400;410;400;1300 | Gold;Silver;Gold;Gold;Gold;Gold;Gold |  | DRAM |  | V4-2S10-600, V-V4-260010 | V4-2S10-600, V-V4-260010 | Hard Disk Drive (HDD) | 2.5 | 15000 |  |  |  |  | 100 | 2 | 1 | 10 | 5 | No | 6.48 | 4.52 | 25.2 | [134 empty] | 2014-02-28 | 2014-12-19 |  |  | xxxxxxx
2235836 | b | 2015-02-28 | 2015-04-06 | Yes | Data Deduplication,Delta Snapshots,Thin Provisioning | Flexible Size Qualification Range | Active Cooling | Multi-Output;Multi-Output;Multi-Output;Multi-Output;Multi-Output;Multi-Output;Multi-Output | 1100;400;410;400;410;400;1300 | Gold;Silver;Gold;Gold;Gold;Gold;Gold | 0 | DRAM | Hard Disk Drive (HDD) | 2.5 | 15000 | 0 | 100 | 0 | 0 | 100 | 2 | 1 | 10 | 5 | No | 6.11 | 4.53 | 20.7 | 2235836 | b | EMC Corporation | EMC VNX7600 | EMC VNX7600 | EMC VNX7600 |  | Block I/O | Online 4 | Yes | Scale-Up Storage | EMC Corporation | EMC VNX7600 | EMC VNX7600 | RAID | Data Deduplication,Delta Snapshots,Thin Provisioning | Streaming,Transaction | Flexible Size Qualification Range | Yes | No | Unified Operating Environment | 05.33.000.5.119 | No | Active Cooling | Yes |  | Yes | 3600 | Sample at 3 seconds, report 30 second average, rolling averages over 1 hour | [95 empty] | EMC VNX7600 | Multi-Output;Multi-Output;Multi-Output;Multi-Output;Multi-Output;Multi-Output;Multi-Output | AcBel Polytechnic;AcBel Polytechnic;AcBel Polytechnic; Artesyn Embedded Tech;Artesyn Embedded Tech;AcBel Polytechnic;AcBel Polytechnic | SGA005-710G;SGA001-710G;SG7008-710G;AA27280L;AA26490L;SG9006-710G;SG9015-710G | SGA005-710G;SGA001-710G;SG7008-710G;AA27280L;AA26490L;SG9006-710G;SG9015-710G | 1100;400;410;400;410;400;1300 | Gold;Silver;Gold;Gold;Gold;Gold;Gold |  | DRAM |  | V4-2S10-600; V-V4-260010 | V4-2S10-600; V-V4-260010 | Hard Disk Drive (HDD) | 2.5 | 15000 |  | 100 |  |  | 100 | 2 | 1 | 10 | 5 | No | 6.11 | 4.53 | 20.7 | [134 empty] | 2015-02-28 | 2015-04-06 |  |  | xxxxxxx
2222055 | 0 | 2014-06-23 | 2014-02-18 | Yes | Data Deduplication,Delta Snapshots,Thin Provisioning,Compression | Fixed Size Qualification Range | Active Cooling | Multi Output | 580W | 80 PLUS Silver Level, 230V International | 0 | DRAM | HDD | 3.5 | 7200 | 1000 | 48 | 0 | 0 | 48 | 2 | 1 | 6 | 3 | No | 0.66 | 0.34 | 77.87 | 2222055 |  | NetApp, Inc. | NetApp, Inc | ENERGY STAR FAS2554 Dual Controller Capacity HDD ( | FAS2554-ES-303-R6-C (2TB HDD), FAS2554-ES-304-R6-C (3TB HDD), FAS2554-ES-305-R6-C (4TB HDD), or FAS2554-ES-306-R6-C (4TB-NSE HDD); FAS2554A-001-R6 (Controller 1); FAS2554A-001-R6 (Controller 2) |  | Block I/O and Network Attached Storage (NAS) | Online 4 | Yes | Scale-Up Storage | NetApp | FAS2000 Series | FAS2554A-001-R6 | RAID DP | Data Deduplication,Delta Snapshots,Thin Provisioning,Compression | Streaming | Fixed Size Qualification Range | No | No | Data ONTAP | 8.2.0 P3 | No | Active Cooling | No |  | No | [97 empty] | FAS2240A-4-E-CM-002-R6; DS4246-E-0724-24A-SK-R6 | Multi Output | NetApp | TDPS-580BB B | TDPS-580BB B | 580W | 80 PLUS Silver Level, 230V International |  | DRAM |  | ENERGY STAR FAS2240-4 Dual Controller Capacity HDD (1TB) with one ENERGY STAR Capacity HDD (1TB) Expansion Shelf | FAS2240A-4-E-CM-002-R6; DS4246-E-0724-24A-SK-R6 | HDD | 3.5 | 7200 | 1000 | 48 |  |  | 48 | 2 | 1 | 6 | 3 | No | 0.66 | 0.34 | 77.87 | [134 empty] | 2014-06-23 | 2014-02-18 | United States, Switzerland, Taiwan, Japan, Canada | ES_1093185_FAS2554-ES-303-R6-C (2TB HDD) (FAS2554A (SATA))_10102014152855_4935068 | xxxxxxx
2222387 | 0 | 2014-06-23 | 2014-08-26 | Yes | Data Deduplication,Delta Snapshots,Thin Provisioning,Compression | Fixed Size Qualification Range | Active Cooling | Multi Output | 580W | 80 PLUS Silver Level, 230V International | 0 | DRAM | HDD | 3.5 | 7200 | 1000 | 48 | 0 | 0 | 48 | 2 | 1 | 6 | 3 | No | 0.66 | 0.34 | 77.87 | 2222387 |  | NetApp, Inc. | NetApp, Inc | Energy Star FAS2554 Dual Controller Capacity HDD | FAS2554-ES-303-R6-C (2TB HDD), FAS2554-ES-304-R6-C (3TB HDD), FAS2554-ES-305-R6-C (4TB HDD), or FAS2554-ES-306-R6-C (4TB-NSE HDD); FAS2554A-001-R6 (Controller 1); FAS2554A-001-R6 (Controller 2) |  | Block I/O and Network Attached Storage (NAS) | Online 4 | Yes | Scale-Up Storage | NetApp | FAS2000 Series | FAS2554A-001-R6 | RAID DP | Data Deduplication,Delta Snapshots,Thin Provisioning,Compression | Streaming | Fixed Size Qualification Range | No | No | Data ONTAP | 8.2.0 P3 | No | Active Cooling | No |  | No | [97 empty] | FAS2240A-4-E-CM-002-R6; DS4246-E-0724-24A-SK-R6 | Multi Output | NetApp | TDPS-580BB B | TDPS-580BB B | 580W | 80 PLUS Silver Level, 230V International |  | DRAM |  | Energy Star FAS2240-4 Dual Controller Capacity HDD (1TB) with one Energy Star Capacity HDD (1TB) Expansion Shelf | FAS2240A-4-E-CM-002-R6; DS4246-E-0724-24A-SK-R6 | HDD | 3.5 | 7200 | 1000 | 48 |  |  | 48 | 2 | 1 | 6 | 3 | No | 0.66 | 0.34 | 77.87 | [134 empty] | 2014-06-23 | 2014-08-26 | United States, Switzerland, Taiwan, Japan, Canada | ES_1093185_FAS2554-ES-303-R6-C (2TB HDD)_10152014124709_7229237 | xxxxxxx
2218464 | 0 | 2013-02-05 | 2014-08-29 | Yes | Delta Snapshots | Fixed Size Qualification Range | Active Cooling | Single-Output | 850 | Gold | 0 | DRAM | HDD | 3.5 | 7200 | 2000 | 180 | 180 | 0 | 180 | 15 | 1 | 30 | 15 | No | 1.68 | 1.19 | 31.7 | 2218464 |  | IBM Corporation | IBM | XIV | 2810-214 | ,2812-214, | Block I/O | Online 4 | Yes | Scale-Out Storage | IBM | XIV | 214 | Proprietary / Grid | Delta Snapshots | Streaming | Fixed Size Qualification Range | No |  | AIX | 7.1 | No | Active Cooling | Yes |  | Yes | [97 empty] | 2810-214 | Single-Output | Xyratex | AP-PSU-HE850-AC-01 | N/A | 850 | Gold |  | DRAM | Optional flash | XIV | 214 | HDD | 3.5 | 7200 | 2000 | 180 | 180 | 0 | 180 | 15 | 1 | 30 | 15 | No | 1.68 | 1.19 | 31.7 | [134 empty] | 2013-02-05 | 2014-08-29 | United States, Switzerland, Taiwan, Japan, Canada | ES_40267_2810-214 2812-214_09022014132009_1026471 | xxxxxxx
2234802 | 0 | 2014-06-10 | 2015-02-11 | Yes | Delta Snapshots | Flexible Size Qualification Range | Active Cooling | Multi-Output;Multi-Output;Multi-Output;Multi-Output;Multi-Output;Multi-Output;Multi-Output; | 960;960;800;800;1200;600;600 | Gold;Gold;NA;Gold;Gold;Gold;Gold | 0 | 0 | HDD | 3.5 | 15000 | 600 | 156 | 0 | 0 | 156 | 2 | 1 | 10 | 5 | No | 0.62 | 1.13 | 35.58 | 2234802 |  | Huawei Technologies Co., Ltd. | HUAWEI | OceanStor 5500 V3 | OceanStor 5500 V3 | ,OceanStor 2800 V3,; ,OceanStor 5300 V3, | Block I/O | Online 4 | Yes | Scale-Up Storage | HUAWEI TECHNOLOGIES CO LTD | OceanStor 5500 V3 | OceanStor 5500 V3 | RAID | Delta Snapshots | Streaming,Transaction | Flexible Size Qualification Range | Yes | No | OceanStor Operating Environment | V3 | No | Active Cooling | Yes | Sample at 3 seconds | Yes | Report 30 second average | Rolling averages over 1 hour | OceanStor 5500 V3 | Multi-Output;Multi-Output;Multi-Output;Multi-Output;Multi-Output;Multi-Output;Multi-Output; | ASTEC;Huawei;ASTEC;LITEON;DELTA;VAPEL;FSP | HSP960-D1205A;HSP960-D1205A;EPW800-S12A;PS-2122-3H;DPS-1200AB-8 A;HSP600-D1205A;HSP600-D1205A | HSP960-D1205A;HSP960-D1205A;EPW800-S12A;PS-2122-3H;DPS-1200AB-8 A;HSP600-D1205A;HSP600-D1205A | 960;960;800;800;1200;600;600 | Gold;Gold;NA;Gold;Gold;Gold;Gold |  |  | DRAM | SPE33C0212;SPE33C0225;DAE07535U4;DAE22525U2;DAE22435U4 | SPE33C0212;SPE33C0225;DAE07535U4;DAE22525U2;DAE22435U4 | HDD | 2.5 | 10000 | 600 | 150 |  |  |  | 2 | 1 |  |  | No | 11.75 | 7.85 | 14.54 | 75.98 | [66 empty] | OceanStor 5500 V3 | Multi-Output;Multi-Output;Multi-Output;Multi-Output;Multi-Output;Multi-Output;Multi-Output; | ASTEC;Huawei;ASTEC;LITEON;DELTA;VAPEL;FSP | HSP960-D1205A;HSP960-D1205A;EPW800-S12A;PS-2122-3H;DPS-1200AB-8 A;HSP600-D1205A;HSP600-D1205A | HSP960-D1205A;HSP960-D1205A;EPW800-S12A;PS-2122-3H;DPS-1200AB-8 A;HSP600-D1205A;HSP600-D1205A | 960;960;800;800;1200;600;600 | Gold;Gold;NA;Gold;Gold;Gold;Gold |  |  | DRAM | SPE33C0212;SPE33C0225;DAE07535U4;DAE22525U2;DAE22435U4 | SPE33C0212;SPE33C0225;DAE07535U4;DAE22525U2;DAE22435U4 | HDD | 3.5 | 15000 | 600 | 156 |  |  | 156 | 2 | 1 | 10 | 5 | No | 0.62 | 1.13 | 35.58 | [134 empty] | 2014-06-10 | 2015-02-11 | United States, Switzerland, Taiwan, Canada | ES_1100906_OceanStor 5500 V3_02102015150702_301019 | xxxxxxx
2218196 | c | 2014-02-28 | 2014-08-29 | Yes | Thin Provisioning | Flexible Size Qualification Range | Active Cooling | Multi-Output;Multi-Output;Multi-Output;Multi-Output;Multi-Output;Multi-Output;Multi-Output | 1100;400;410;400;410;400;1300 | Silver;Silver;Silver;Silver;Silver;Silver;Silver | 0 | DRAM | Hard Disk Drive (HDD) | 3.5 | 15000 | 0 | 0 | 0 | 0 | 120 | 2 | 1 | 6 | 3 | No | 2.71 | 1.89 | 16.2 | 2218196 | c | EMC Corporation | EMC VNX5400 | EMC VNX5400 | EMC VNX5400 |  | Block I/O | Online 4 | Yes | Scale-Up Storage | EMC Corporation | VNX5400 | VSPBM8GFFEA | RAID | Thin Provisioning | Streaming,Transaction | Flexible Size Qualification Range | Yes | No | Unified Operating Environment | 05.33.000.5.052 | No | Active Cooling | Yes | 3600 | Yes | 3600 | Sample at 3 seconds, report 30 second average, rolling averages over 1 hour | [95 empty] | VNX5400 | Multi-Output;Multi-Output;Multi-Output;Multi-Output;Multi-Output;Multi-Output;Multi-Output | AcBel Polytechnic;AcBel Polytechnic;AcBel Polytechnic; Artesyn Embedded Tech;Artesyn Embedded Tech;AcBel Polytechnic;AcBel Polytechnic | SGA005-710G;SGA001-710G;SG7008-710G;AA27280L;AA26490L;SG9006-710G;SG9015-710G | SGA005-710G;SGA001-710G;SG7008-710G;AA27280L;AA26490L;SG9006-710G;SG9015-710G | 1100;400;410;400;410;400;1300 | Silver;Silver;Silver;Silver;Silver;Silver;Silver |  | DRAM |  | V4-2S10-600; V-V4-260010 | V4-2S10-600; V-V4-260010 | Hard Disk Drive (HDD) | 3.5 | 15000 |  |  |  |  | 120 | 2 | 1 | 6 | 3 | No | 2.71 | 1.89 | 16.2 | [134 empty] | 2014-02-28 | 2014-08-29 |  |  | xxxxxxx
2221897 | c | 2014-02-28 | 2014-10-08 | Yes | Delta Snapshots,Thin Provisioning | Flexible Size Qualification Range | Active Cooling | Multi-Output;Multi-Output;Multi-Output;Multi-Output;Multi-Output;Multi-Output;Multi-Output | 1100;400;410;400;410;400;1300 | Gold;Silver;Silver;Silver;Silver;Silver;Gold | 0 | DRAM | Hdd | 3.5 | 15000 | 0 | 0 | 0 | 0 | 75 | 2 | 1 | 6 | 3 | No | 3.76 | 2.87 | 14.6 | 2221897 | c | EMC Corporation | EMC VNX5600 | EMC VNX5600 | EMC VNX5600 |  | Block I/O | Online 4 | Yes | Scale-Up Storage | EMC Corporation | EMC VNX5600 | EMC VNX5600 | RAID | Delta Snapshots,Thin Provisioning | Streaming,Transaction | Flexible Size Qualification Range | Yes | No | Unified Operating Environment | 05.33.000.5.052 | No | Active Cooling | Yes | 3600 | Yes | 3600 | Sample at 3 seconds, report 30 second average, rolling averages over 1 hour | [95 empty] | EMC VNX5600 | Multi-Output;Multi-Output;Multi-Output;Multi-Output;Multi-Output;Multi-Output;Multi-Output | AcBel Polytechnic;AcBel Polytechnic;AcBel Polytechnic; Artesyn Embedded Tech;Artesyn Embedded Tech;AcBel Polytechnic;AcBel Polytechnic | SGA005-710G;SGA001-710G;SG7008-710G;AA27280L;AA26490L;SG9006-710G;SG9015-710G | SGA005-710G;SGA001-710G;SG7008-710G;AA27280L;AA26490L;SG9006-710G;SG9015-710G | 1100;400;410;400;410;400;1300 | Gold;Silver;Silver;Silver;Silver;Silver;Gold |  | DRAM |  | V4-2S10-600, V-V4-260010 | V4-2S10-600, V-V4-260010 | Hdd | 3.5 | 15000 |  |  |  |  | 75 | 2 | 1 | 6 | 3 | No | 3.76 | 2.87 | 14.6 | [134 empty] | 2014-02-28 | 2014-10-08 |  |  | xxxxxxx
2229660 | c | 2014-02-28 | 2014-12-19 | Yes | Data Deduplication,Delta Snapshots,Thin Provisioning | Flexible Size Qualification Range | Active Cooling | Multi-Output;Multi-Output;Multi-Output;Multi-Output;Multi-Output;Multi-Output;Multi-Output | 1100;400;410;400;410;400;1300 | Gold;Silver;Gold;Gold;Gold;Gold;Gold | 0 | DRAM | 0 | 3.5 | 15000 | 0 | 0 | 0 | 0 | 90 | 2 | 1 | 10 | 5 | No | 4.12 | 3.3 | 15.1 | 2229660 | c | EMC Corporation | EMC VNX5800 | EMC VNX5800 | EMC VNX5800 |  | Block I/O | Online 4 | Yes | Scale-Up Storage | EMC Corporation | VNX5800 | VNX5800 | RAID | Data Deduplication,Delta Snapshots,Thin Provisioning | Streaming,Transaction | Flexible Size Qualification Range | Yes | Yes | Unified Operating Environment | 05.33.000.5.052 | No | Active Cooling | Yes | 3600 | Yes | 3600 | Sample at 3 seconds, report 30 second average, rolling averages over 1 hour | [95 empty] | EMC VNX5800 | Multi-Output;Multi-Output;Multi-Output;Multi-Output;Multi-Output;Multi-Output;Multi-Output | AcBel Polytechnic;AcBel Polytechnic;AcBel Polytechnic; Artesyn Embedded Tech;Artesyn Embedded Tech;AcBel Polytechnic;AcBel Polytechnic | SGA005-710G;SGA001-710G;SG7008-710G;AA27280L;AA26490L;SG9006-710G;SG9015-710G | SGA005-710G;SGA001-710G;SG7008-710G;AA27280L;AA26490L;SG9006-710G;SG9015-710G | 1100;400;410;400;410;400;1300 | Gold;Silver;Gold;Gold;Gold;Gold;Gold |  | DRAM |  | V4-2S10-600, V-V4-260010 | V4-2S10-600, V-V4-260010 |  | 3.5 | 15000 |  |  |  |  | 90 | 2 | 1 | 10 | 5 | No | 4.12 | 3.3 | 15.1 | [134 empty] | 2014-02-28 | 2014-12-19 |  |  | xxxxxxx
2235836 | c | 2015-02-28 | 2015-04-06 | Yes | Data Deduplication,Delta Snapshots,Thin Provisioning | Flexible Size Qualification Range | Active Cooling | Multi-Output;Multi-Output;Multi-Output;Multi-Output;Multi-Output;Multi-Output;Multi-Output | 1100;400;410;400;410;400;1300 | Gold;Silver;Gold;Gold;Gold;Gold;Gold | 0 | DRAM | Hard Disk Drive (HDD) | 3.5 | 15000 | 0 | 75 | 0 | 0 | 75 | 2 | 1 | 10 | 5 | No | 3.78 | 3.74 | 13.5 | 2235836 | c | EMC Corporation | EMC VNX7600 | EMC VNX7600 | EMC VNX7600 |  | Block I/O | Online 4 | Yes | Scale-Up Storage | EMC Corporation | EMC VNX7600 | EMC VNX7600 | RAID | Data Deduplication,Delta Snapshots,Thin Provisioning | Streaming,Transaction | Flexible Size Qualification Range | Yes | No | Unified Operating Environment | 05.33.000.5.119 | No | Active Cooling | Yes |  | Yes | 3600 | Sample at 3 seconds, report 30 second average, rolling averages over 1 hour | [95 empty] | EMC VNX7600 | Multi-Output;Multi-Output;Multi-Output;Multi-Output;Multi-Output;Multi-Output;Multi-Output | AcBel Polytechnic;AcBel Polytechnic;AcBel Polytechnic; Artesyn Embedded Tech;Artesyn Embedded Tech;AcBel Polytechnic;AcBel Polytechnic | SGA005-710G;SGA001-710G;SG7008-710G;AA27280L;AA26490L;SG9006-710G;SG9015-710G | SGA005-710G;SGA001-710G;SG7008-710G;AA27280L;AA26490L;SG9006-710G;SG9015-710G | 1100;400;410;400;410;400;1300 | Gold;Silver;Gold;Gold;Gold;Gold;Gold |  | DRAM |  | V4-2S10-600; V-V4-260010 | V4-2S10-600; V-V4-260010 | Hard Disk Drive (HDD) | 3.5 | 15000 |  | 75 |  |  | 75 | 2 | 1 | 10 | 5 | No | 3.78 | 3.74 | 13.5 | [134 empty] | 2015-02-28 | 2015-04-06 |  |  | xxxxxxx

## Fuel Prices
Fuel Prices
| 2019 | 2020 | 2021 | 2022 | 2023 | 2024 | 2025 | 2026 | 2027 | 2028 | 2029 | 2030 | 2031 | 2032 | 2033 | 2034 | 2035 | 2036 | 2037 | 2038 | 2039 | 2040
Residential electricity | 0.12991 | 0.13369 | 0.13449 | 0.13523 | 0.13615 | 0.13701 | 0.13844 | 0.1391 | 0.13952 | 0.13979 | 0.14004 | 0.14046 | 0.141 | 0.14117 | 0.14129 | 0.14117 | 0.14097 | 0.14085 | 0.14074 | 0.14081 | 0.14083 | 0.14087
Residential natural gas | 10.7891 | 11.0638 | 11.1724 | 11.2768 | 11.517 | 11.857 | 12.0115 | 12.048 | 12.1256 | 12.1282 | 12.2863 | 12.286 | 12.3216 | 12.3621 | 12.4023 | 12.4414 | 12.4759 | 12.5852 | 12.6473 | 12.7164 | 12.7648 | 12.8022
Commercial electricity | 0.10801 | 0.11061 | 0.11022 | 0.11067 | 0.1109 | 0.11112 | 0.11243 | 0.1127 | 0.11296 | 0.11304 | 0.11308 | 0.11328 | 0.11348 | 0.1133 | 0.11309 | 0.11283 | 0.11253 | 0.1124 | 0.11216 | 0.11213 | 0.11202 | 0.11187
Commercial natural gas | 8.0369 | 8.3777 | 8.5644 | 8.7534 | 9.0751 | 9.3416 | 9.4619 | 9.4706 | 9.5237 | 9.5037 | 9.6324 | 9.6089 | 9.6228 | 9.6411 | 9.6581 | 9.6733 | 9.6846 | 9.7694 | 9.8065 | 9.8525 | 9.8802 | 9.8993
Fuel Oil - Residential | 19.6554 | 22.922 | 24.5126 | 25.3223 | 26.0472 | 26.3483 | 26.5709 | 26.6359 | 26.9165 | 27.2023 | 27.5634 | 27.7856 | 28.135 | 28.3112 | 28.579 | 28.8714 | 29.0162 | 29.1356 | 29.6265 | 29.7603 | 29.9801 | 30.1649
Fuel Oil - Commercial | 16.9366 | 19.7212 | 20.8456 | 21.1721 | 21.4158 | 21.9345 | 22.1528 | 22.2275 | 22.5001 | 22.787 | 23.1697 | 23.3882 | 23.7359 | 23.907 | 24.1722 | 24.4598 | 24.6087 | 24.7284 | 25.2146 | 25.3453 | 25.5571 | 25.7384
PV Factor (1+i)^-n | 1 | 0.96154 | 0.92456 | 0.889 | 0.8548 | 0.82193 | 0.79031 | 0.75992 | 0.73069 | 0.70259 | 0.67556 | 0.64958 | 0.6246 | 0.60057 | 0.57748 | 0.55526 | 0.53391 | 0.51337 | 0.49363 | 0.47464 | 0.45639 | 0.43883
PV of Residential electricity | 0.12991 | 0.12855 | 0.12434 | 0.12022 | 0.11638 | 0.11261 | 0.10941 | 0.1057 | 0.10194 | 0.098215 | 0.094608 | 0.09124 | 0.088071 | 0.084785 | 0.08159 | 0.078386 | 0.075264 | 0.072307 | 0.069473 | 0.066837 | 0.064272 | 0.061819
PV of Residential natural gas | 10.7891 | 10.6383 | 10.3295 | 10.025 | 9.8448 | 9.7456 | 9.4928 | 9.1555 | 8.8601 | 8.5211 | 8.3002 | 7.9807 | 7.696 | 7.4243 | 7.162 | 6.9082 | 6.661 | 6.4609 | 6.2431 | 6.0357 | 5.8257 | 5.6181
PV of Commercial electricity | 0.10801 | 0.10635 | 0.1019 | 0.098387 | 0.094795 | 0.091335 | 0.088857 | 0.085643 | 0.082539 | 0.079421 | 0.076393 | 0.073587 | 0.070876 | 0.068046 | 0.065308 | 0.062649 | 0.060082 | 0.057703 | 0.055367 | 0.05322 | 0.051126 | 0.049093
PV of Commercial natural gas | 8.0369 | 8.0555 | 7.9183 | 7.7818 | 7.7574 | 7.6781 | 7.4778 | 7.1969 | 6.9589 | 6.6772 | 6.5073 | 6.2418 | 6.0104 | 5.7902 | 5.5773 | 5.3713 | 5.1707 | 5.0154 | 4.8407 | 4.6764 | 4.5092 | 4.3441
PV of Fuel Oil - Residential | 19.6554 | 22.0404 | 22.6633 | 22.5114 | 22.2653 | 21.6564 | 20.9993 | 20.2411 | 19.6676 | 19.1119 | 18.6208 | 18.049 | 17.573 | 17.003 | 16.5037 | 16.0313 | 15.492 | 14.9574 | 14.6245 | 14.1255 | 13.6825 | 13.2374
PV of Fuel Oil - Commercial | 16.9366 | 18.9627 | 19.2729 | 18.822 | 18.3063 | 18.0286 | 17.5077 | 16.8911 | 16.4406 | 16.0098 | 15.6526 | 15.1925 | 14.8254 | 14.3579 | 13.9588 | 13.5817 | 13.1388 | 12.6949 | 12.4466 | 12.03 | 11.6639 | 11.2949
Discount Rate
4%
Source
Electricity, natural gas, and fuel oil prices come from the Annual Energy Outlook (AEO) report, published by the Energy Information Administration (EIA): http://www.eia.gov/forecasts/aeo/er/index.cfm. Values above are pulled from the 2018 version of the report, published February 2018, and are used in the 2019 version of the ENERGY STAR Data Book.