## 1. Introduction
ENERGY STAR® Room Air Conditioner Data and Analysis
Enclosed are the ENERGY STAR Room Air Conditioner data and analysis supporting the Draft 2 Version 5.0 ENERGY STAR specification. The following tabs are included in this workbook:
1. Introduction: Includes Introduction, table of contents and contacts.
2. Key Product Criteria: Displays key data for new specifications and major revisions.
Table 1: Efficiency Levels
Charts 1-18: V5.0 Efficiency Criteria and Room Air Conditioner Models
3. Energy and Cost Savings: Summarizes consumers' energy and cost savings, as well as national savings, associated with the Version 5.0 levels.
Table 2: Annual Unit Energy, GHG, and Cost Savings
Table 3: Lifetime Unit Energy, GHG, and Cost Savings
Table 4: National Lifetime Savings Estimate
4. Incremental Cost and Payback: Summarizes results from consumer payback analysis.
Table 5: Average Installed Cost and Payback
5. ENERGY STAR QPL - Standard: Includes all ENERGY STAR certified room air conditioners as of April 2022.
Table 6: ENERGY STAR Qualified Products List
6. DOE Certification Dataset: Includes all models listed on the DOE Certification website as of April 2022.
Table 7: DOE Certification Dataset
If you have any questions concerning this data, please contact Katharine Kaplan, EPA, at Kaplan.Katharine@epa.gov. For more information on ENERGY STAR Room Air Conditioners specification development, please visit www.energystar.gov/RevisedSpecs and follow the link for “Room Air Conditioners".

## 2. Version 5.0 Criteria
Table 1: Efficiency Levels
Key Product Criteria
[5 empty] | DOE Representative Capacity (Btu/hr) | CEER | Annual Energy Use (kWh/yr)
|  |  |  | Federal Standard |  |  |  | Charts 1-18: V5.0 Efficiency Criteria and Room Air Conditioner Models
Federal Standard | No Yes None 6000 | 1. Without reverse cycle, with louvered sides, and less than 6,000 Btu/h | 1 | 1. Without reverse cycle, with louvered sides, and less than 6,000 Btu/h | 5000 | 11 | 340.9091
Federal Standard | No Yes None 8000 6000 | 2. Without reverse cycle, with louvered sides, and 6,000 to 7,999 Btu/h | 2 | 2. Without reverse cycle, with louvered sides, and 6,000 to 7,999 Btu/h | 6000 | 11 | 409.0909
Federal Standard | No Yes None 11000 8000 | 3. Without reverse cycle, with louvered sides, and 8,000 to 13,999 Btu/h | 3 | 3. Without reverse cycle, with louvered sides, and 8,000 to 13,999 Btu/h | 10000 | 10.9 | 688.0734
| No Yes None 14000 11000 | 0 | 3
Federal Standard | No Yes None 20000 14000 | 4. Without reverse cycle, with louvered sides, and 14,000 to 19,999 Btu/h | 4 | 4. Without reverse cycle, with louvered sides, and 14,000 to 19,999 Btu/h | 18000 | 10.7 | 1261.6822
Federal Standard | No Yes None 28000 20000 | 5a. Without reverse cycle, with louvered sides, and 20,000 to 27,999 Btu/h | 5a | 5a. Without reverse cycle, with louvered sides, and 20,000 to 27,999 Btu/h | 24000 | 9.4 | 1914.8936
Federal Standard | No Yes None 28000 | 5b. Without reverse cycle, with louvered sides, and 28,000 Btu/h or more | 5b | 5b. Without reverse cycle, with louvered sides, and 28,000 Btu/h or more | 28000 | 9 | 2333.3333
Federal Standard | No No None 6000 | 6. Without reverse cycle, without louvered sides, and less than 6,000 Btu/h | 6 | 6. Without reverse cycle, without louvered sides, and less than 6,000 Btu/h | 5000 | 10 | 375
Federal Standard | No No None 8000 6000 | 7. Without reverse cycle, without louvered sides, and 6,000 to 7,999 Btu/h | 7 | 7. Without reverse cycle, without louvered sides, and 6,000 to 7,999 Btu/h | 6000 | 10 | 450
Federal Standard | No No None 11000 8000 | 8a. Without reverse cycle, without louvered sides, and 8,000 to 10,999 Btu/h | 8a | 8a. Without reverse cycle, without louvered sides, and 8,000 to 10,999 Btu/h | 8000 | 9.6 | 625
Federal Standard | No No None 14000 11000 | 8b. Without reverse cycle, without louvered sides, and 11,000 to 13,999 Btu/h | 8b | 8b. Without reverse cycle, without louvered sides, and 11,000 to 13,999 Btu/h | 12000 | 9.5 | 947.3684
Federal Standard | No No None 20000 14000 | 9. Without reverse cycle, without louvered sides, and 14,000 to 19,999 Btu/h | 9 | 9. Without reverse cycle, without louvered sides, and 14,000 to 19,999 Btu/h | 14000 | 9.3 | 1129.0323
Federal Standard | No No None 20000 | 10. Without reverse cycle, without louvered sides, and 20,000 Btu/h or more | 10 | 10. Without reverse cycle, without louvered sides, and 20,000 Btu/h or more | 20000 | 9.4 | 1595.7447
Federal Standard | Yes Yes None 6000 | 11. With reverse cycle, with louvered sides, and less than 20,000 Btu/h | 11 | 11. With reverse cycle, with louvered sides, and less than 20,000 Btu/h | 12000 | 9.8 | 918.3673
| Yes Yes None 8000 6000 | 0 | 11
| Yes Yes None 11000 8000 | 0 | 11
| Yes Yes None 14000 11000 | 0 | 11
| Yes Yes None 20000 14000 | 0 | 11
| Yes Yes None 28000 20000 | 0 | 11
Federal Standard | Yes No None 6000 | 12. With reverse cycle, without louvered sides, and less than 14,000 Btu/h | 12 | 12. With reverse cycle, without louvered sides, and less than 14,000 Btu/h | 10000 | 9.3 | 806.4516
| Yes No None 8000 6000 | 0 | 12
| Yes No None 11000 8000 | 0 | 12
| Yes No None 14000 11000 | 0 | 12
Federal Standard | Yes Yes None 28000 20000 | 13. With reverse cycle, with louvered sides, and 20,000 Btu/h or more | 13 | 13. With reverse cycle, with louvered sides, and 20,000 Btu/h or more | 24000 | 9.3 | 1935.4839
| Yes Yes None 28000 | 0 | 13
Federal Standard | Yes No None 20000 14000 | 14. With reverse cycle, without louvered sides, and 14,000 Btu/h or more | 14 | 14. With reverse cycle, without louvered sides, and 14,000 Btu/h or more | 14000 | 8.7 | 1206.8966
| Yes No None 28000 20000 | 0 | 14
| Yes No None 28000 | 0 | 14
Federal Standard | Casement Only 8000 | 15. Casement-Only | 15 | 15. Casement-Only | 10000 | 9.5 | 789.4737
| Casement Only 14000 8000 | 0 | 15
| Casement Only 20000 14000 | 0 | 15
| Casement Only 28000 20000 | 0 | 15
| Casement Only 28000 | 0 | 15
Federal Standard | No Yes Casement Slider 8000 | 16. Casement-Slider | 16 | 16. Casement-Slider | 10000 | 10.4 | 721.1538
| No Yes Casement Slider 14000 8000 |  | 16
| No Yes Casement Slider 20000 14000 |  | 16
| No Yes Casement Slider 28000 20000 |  | 16
| No Yes Casement Slider 28000 |  | 16
Version 4.0 ENERGY STAR
Version 4.0 ENERGY STAR | No Yes None 6000 |  | 1 | 1. Without reverse cycle, with louvered sides, and less than 6,000 Btu/h | 5000 | 12.1 | 309.9174
Version 4.0 ENERGY STAR | No Yes None 8000 6000 |  | 2 | 2. Without reverse cycle, with louvered sides, and 6,000 to 7,999 Btu/h | 6000 | 12.1 | 371.9008
Version 4.0 ENERGY STAR | No Yes None 11000 8000 |  | 3 | 3. Without reverse cycle, with louvered sides, and 8,000 to 13,999 Btu/h | 10000 | 12 | 625
Version 4.0 ENERGY STAR | No Yes None 20000 14000 |  | 4 | 4. Without reverse cycle, with louvered sides, and 14,000 to 19,999 Btu/h | 18000 | 11.8 | 1144.0678
Version 4.0 ENERGY STAR | No Yes None 28000 20000 |  | 5a | 5a. Without reverse cycle, with louvered sides, and 20,000 to 27,999 Btu/h | 24000 | 10.3 | 1747.5728
Version 4.0 ENERGY STAR | No Yes None 28000 |  | 5b | 5b. Without reverse cycle, with louvered sides, and 28,000 Btu/h or more | 28000 | 9.9 | 2121.2121
Version 4.0 ENERGY STAR | No No None 6000 |  | 6 | 6. Without reverse cycle, without louvered sides, and less than 6,000 Btu/h | 5000 | 11 | 340.9091
Version 4.0 ENERGY STAR | No No None 8000 6000 |  | 7 | 7. Without reverse cycle, without louvered sides, and 6,000 to 7,999 Btu/h | 6000 | 11 | 409.0909
Version 4.0 ENERGY STAR | No No None 11000 8000 |  | 8a | 8a. Without reverse cycle, without louvered sides, and 8,000 to 10,999 Btu/h | 8000 | 10.6 | 566.0377
Version 4.0 ENERGY STAR | No No None 14000 11000 |  | 8b | 8b. Without reverse cycle, without louvered sides, and 11,000 to 13,999 Btu/h | 12000 | 10.5 | 857.1429
Version 4.0 ENERGY STAR | No No None 20000 14000 |  | 9 | 9. Without reverse cycle, without louvered sides, and 14,000 to 19,999 Btu/h | 14000 | 10.2 | 1029.4118
Version 4.0 ENERGY STAR | No No None 20000 |  | 10 | 10. Without reverse cycle, without louvered sides, and 20,000 Btu/h or more | 20000 | 10.3 | 1456.3107
Version 4.0 ENERGY STAR | Yes Yes None 6000 |  | 11 | 11. With reverse cycle, with louvered sides, and less than 20,000 Btu/h | 12000 | 10.8 | 833.3333
Version 4.0 ENERGY STAR | Yes No None 6000 |  | 12 | 12. With reverse cycle, without louvered sides, and less than 14,000 Btu/h | 10000 | 10.2 | 735.2941
Version 4.0 ENERGY STAR | Yes Yes None 28000 20000 |  | 13 | 13. With reverse cycle, with louvered sides, and 20,000 Btu/h or more | 24000 | 10.2 | 1764.7059
Version 4.0 ENERGY STAR | Yes No None 20000 14000 |  | 14 | 14. With reverse cycle, without louvered sides, and 14,000 Btu/h or more | 14000 | 9.6 | 1093.75
Version 4.0 ENERGY STAR | Casement Only 8000 |  | 15 | 15. Casement-Only | 10000 | 10.5 | 714.2857
Version 4.0 ENERGY STAR | No Yes Casement Slider 8000 |  | 16 | 16. Casement-Slider | 10000 | 11.4 | 657.8947
Draft 2 Version 5.0 ENERGY STAR
Draft 2 Version 5.0 ENERGY STAR | No Yes None 6000 |  | 1 | 1. Without reverse cycle, with louvered sides, and less than 6,000 Btu/h | 5000 | 13.1 | 286.2595
Draft 2 Version 5.0 ENERGY STAR | No Yes None 8000 6000 |  | 2 | 2. Without reverse cycle, with louvered sides, and 6,000 to 7,999 Btu/h | 6000 | 13.7 | 328.4672
Draft 2 Version 5.0 ENERGY STAR | No Yes None 11000 8000 |  | 3 | 3. Without reverse cycle, with louvered sides, and 8,000 to 13,999 Btu/h | 10000 | 14.715 | 509.684
Draft 2 Version 5.0 ENERGY STAR | No Yes None 20000 14000 |  | 4 | 4. Without reverse cycle, with louvered sides, and 14,000 to 19,999 Btu/h | 18000 | 14.445 | 934.5794
Draft 2 Version 5.0 ENERGY STAR | No Yes None 28000 20000 |  | 5a | 5a. Without reverse cycle, with louvered sides, and 20,000 to 27,999 Btu/h | 24000 | 12.69 | 1418.4397
Draft 2 Version 5.0 ENERGY STAR | No Yes None 28000 |  | 5b | 5b. Without reverse cycle, with louvered sides, and 28,000 Btu/h or more | 28000 | 12.15 | 1728.3951
Draft 2 Version 5.0 ENERGY STAR | No No None 6000 |  | 6 | 6. Without reverse cycle, without louvered sides, and less than 6,000 Btu/h | 5000 | 12.8 | 292.9688
Draft 2 Version 5.0 ENERGY STAR | No No None 8000 6000 |  | 7 | 7. Without reverse cycle, without louvered sides, and 6,000 to 7,999 Btu/h | 6000 | 12.8 | 351.5625
Draft 2 Version 5.0 ENERGY STAR | No No None 11000 8000 |  | 8a | 8a. Without reverse cycle, without louvered sides, and 8,000 to 10,999 Btu/h | 8000 | 12.96 | 462.963
Draft 2 Version 5.0 ENERGY STAR | No No None 14000 11000 |  | 8b | 8b. Without reverse cycle, without louvered sides, and 11,000 to 13,999 Btu/h | 12000 | 12.825 | 701.7544
Draft 2 Version 5.0 ENERGY STAR | No No None 20000 14000 |  | 9 | 9. Without reverse cycle, without louvered sides, and 14,000 to 19,999 Btu/h | 14000 | 12.555 | 836.3202
Draft 2 Version 5.0 ENERGY STAR | No No None 20000 |  | 10 | 10. Without reverse cycle, without louvered sides, and 20,000 Btu/h or more | 20000 | 12.69 | 1182.0331
Draft 2 Version 5.0 ENERGY STAR | Yes Yes None 6000 |  | 11 | 11. With reverse cycle, with louvered sides, and less than 20,000 Btu/h | 12000 | 13.23 | 680.2721
Draft 2 Version 5.0 ENERGY STAR | Yes No None 6000 |  | 12 | 12. With reverse cycle, without louvered sides, and less than 14,000 Btu/h | 10000 | 12.555 | 597.3716
Draft 2 Version 5.0 ENERGY STAR | Yes Yes None 28000 20000 |  | 13 | 13. With reverse cycle, with louvered sides, and 20,000 Btu/h or more | 24000 | 12.555 | 1433.6918
Draft 2 Version 5.0 ENERGY STAR | Yes No None 20000 14000 |  | 14 | 14. With reverse cycle, without louvered sides, and 14,000 Btu/h or more | 14000 | 11.745 | 893.9974
Draft 2 Version 5.0 ENERGY STAR | Casement Only 8000 |  | 15 | 15. Casement-Only | 10000 | 12.825 | 584.7953
Draft 2 Version 5.0 ENERGY STAR | No Yes Casement Slider 8000 |  | 16 | 16. Casement-Slider | 10000 | 14.04 | 534.188
Draft 1 Version 5.0 ENERGY STAR
Draft 1 Version 5.0 ENERGY STAR | No Yes None 6000 |  | 1 | 1. Without reverse cycle, with louvered sides, and less than 6,000 Btu/h | 5000 | 13.1 | 286.2595
Draft 1 Version 5.0 ENERGY STAR | No Yes None 8000 6000 |  | 2 | 2. Without reverse cycle, with louvered sides, and 6,000 to 7,999 Btu/h | 6000 | 13.7 | 328.4672
Draft 1 Version 5.0 ENERGY STAR | No Yes None 11000 8000 |  | 3 | 3. Without reverse cycle, with louvered sides, and 8,000 to 13,999 Btu/h | 10000 | 16 | 468.75
Draft 1 Version 5.0 ENERGY STAR | No Yes None 20000 14000 |  | 4 | 4. Without reverse cycle, with louvered sides, and 14,000 to 19,999 Btu/h | 18000 | 16 | 843.75
Draft 1 Version 5.0 ENERGY STAR | No Yes None 28000 20000 |  | 5a | 5a. Without reverse cycle, with louvered sides, and 20,000 to 27,999 Btu/h | 24000 | 13.8 | 1304.3478
Draft 1 Version 5.0 ENERGY STAR | No Yes None 28000 |  | 5b | 5b. Without reverse cycle, with louvered sides, and 28,000 Btu/h or more | 28000 | 13.2 | 1590.9091
Draft 1 Version 5.0 ENERGY STAR | No No None 6000 |  | 6 | 6. Without reverse cycle, without louvered sides, and less than 6,000 Btu/h | 5000 | 12.8 | 292.9688
Draft 1 Version 5.0 ENERGY STAR | No No None 8000 6000 |  | 7 | 7. Without reverse cycle, without louvered sides, and 6,000 to 7,999 Btu/h | 6000 | 12.8 | 351.5625
Draft 1 Version 5.0 ENERGY STAR | No No None 11000 8000 |  | 8a | 8a. Without reverse cycle, without louvered sides, and 8,000 to 10,999 Btu/h | 8000 | 14.1 | 425.5319
Draft 1 Version 5.0 ENERGY STAR | No No None 14000 11000 |  | 8b | 8b. Without reverse cycle, without louvered sides, and 11,000 to 13,999 Btu/h | 12000 | 13.9 | 647.482
Draft 1 Version 5.0 ENERGY STAR | No No None 20000 14000 |  | 9 | 9. Without reverse cycle, without louvered sides, and 14,000 to 19,999 Btu/h | 14000 | 13.7 | 766.4234
Draft 1 Version 5.0 ENERGY STAR | No No None 20000 |  | 10 | 10. Without reverse cycle, without louvered sides, and 20,000 Btu/h or more | 20000 | 13.8 | 1086.9565
Draft 1 Version 5.0 ENERGY STAR | Yes Yes None 6000 |  | 11 | 11. With reverse cycle, with louvered sides, and less than 20,000 Btu/h | 12000 | 14.4 | 625
Draft 1 Version 5.0 ENERGY STAR | Yes No None 6000 |  | 12 | 12. With reverse cycle, without louvered sides, and less than 14,000 Btu/h | 10000 | 13.7 | 547.4453
Draft 1 Version 5.0 ENERGY STAR | Yes Yes None 28000 20000 |  | 13 | 13. With reverse cycle, with louvered sides, and 20,000 Btu/h or more | 24000 | 13.7 | 1313.8686
Draft 1 Version 5.0 ENERGY STAR | Yes No None 20000 14000 |  | 14 | 14. With reverse cycle, without louvered sides, and 14,000 Btu/h or more | 14000 | 12.8 | 820.3125
Draft 1 Version 5.0 ENERGY STAR | Casement Only 8000 |  | 15 | 15. Casement-Only | 10000 | 13.9 | 539.5683
Draft 1 Version 5.0 ENERGY STAR | No Yes Casement Slider 8000 |  | 16 | 16. Casement-Slider | 10000 | 15.3 | 490.1961

## 3. Energy and Cost Savings
Table 2: Annual Unit Energy, GHG, and Cost Savings
V5.0 Efficiency Criteria
Room Air Conditioner Product Classes | Electrical Savings (kWh) | Annual Operational Savings ($) | Emissions Reduction (pounds of CO2)
1. Without reverse cycle, with louvered sides, and less than 6,000 Btu/h | 54.6495 | 6.8093 | 85.2533
2. Without reverse cycle, with louvered sides, and 6,000 to 7,999 Btu/h | 80.6238 | 10.0457 | 125.7731
3. Without reverse cycle, with louvered sides, and 8,000 to 13,999 Btu/h | 177.8693 | 22.1625 | 277.4761
4. Without reverse cycle, with louvered sides, and 14,000 to 19,999 Btu/h | 324.1822 | 40.3931 | 505.7243
5a. Without reverse cycle, with louvered sides, and 20,000 to 27,999 Btu/h | 497.5708 | 61.9973 | 776.2104
5b. Without reverse cycle, with louvered sides, and 28,000 Btu/h or more | 612.0219 | 76.2579 | 954.7541
6. Without reverse cycle, without louvered sides, and less than 6,000 Btu/h | 82.0312 | 10.2211 | 127.9688
7. Without reverse cycle, without louvered sides, and 6,000 to 7,999 Btu/h | 98.4375 | 12.2653 | 153.5625
8a. Without reverse cycle, without louvered sides, and 8,000 to 10,999 Btu/h | 163.4615 | 20.3673 | 255
8b. Without reverse cycle, without louvered sides, and 11,000 to 13,999 Btu/h | 244.2434 | 30.4327 | 381.0197
9. Without reverse cycle, without louvered sides, and 14,000 to 19,999 Btu/h | 295.6989 | 36.8441 | 461.2903
10. Without reverse cycle, without louvered sides, and 20,000 Btu/h or more | 414.6423 | 51.6644 | 646.842
11. With reverse cycle, with louvered sides, and less than 20,000 Btu/h | 236.5492 | 29.474 | 369.0167
12. With reverse cycle, without louvered sides, and less than 14,000 Btu/h | 211.2135 | 26.3172 | 329.4931
13. With reverse cycle, with louvered sides, and 20,000 Btu/h or more | 506.9124 | 63.1613 | 790.7834
14. With reverse cycle, without louvered sides, and 14,000 Btu/h or more | 309.4607 | 38.5588 | 482.7586
15. Casement-Only | 203.5362 | 25.3606 | 317.5164
16. Casement-Slider | 185.4396 | 23.1058 | 289.2857
Assumptions: (1) The baseline used to calculate savings was the DOE Standard (2) Elec. Emissions Factor = 1.56 lbs CO2E/kWh, (3) Cost of Electricity = $0.1246/kWh.
Table 3: Lifetime Unit Energy, GHG, and Cost Savings
V5.0 Efficiency Criteria
Room Air Conditioner Product Classes | Lifetime Electrical Savings (kWh) | Lifetime Annual Operational Savings ($) | Lifetime Emissions Reduction (pounds of CO2)
1. Without reverse cycle, with louvered sides, and less than 6,000 Btu/h | 491.8459 | 61.284 | 767.2797
2. Without reverse cycle, with louvered sides, and 6,000 to 7,999 Btu/h | 725.6138 | 90.4115 | 1131.9575
3. Without reverse cycle, with louvered sides, and 8,000 to 13,999 Btu/h | 1600.8238 | 199.4626 | 2497.2852
4. Without reverse cycle, with louvered sides, and 14,000 to 19,999 Btu/h | 2917.6402 | 363.538 | 4551.5187
5a. Without reverse cycle, with louvered sides, and 20,000 to 27,999 Btu/h | 4478.137 | 557.9759 | 6985.8938
5b. Without reverse cycle, with louvered sides, and 28,000 Btu/h or more | 5508.1967 | 686.3213 | 8592.7869
6. Without reverse cycle, without louvered sides, and less than 6,000 Btu/h | 738.2812 | 91.9898 | 1151.7188
7. Without reverse cycle, without louvered sides, and 6,000 to 7,999 Btu/h | 885.9375 | 110.3878 | 1382.0625
8a. Without reverse cycle, without louvered sides, and 8,000 to 10,999 Btu/h | 1471.1538 | 183.3058 | 2295
8b. Without reverse cycle, without louvered sides, and 11,000 to 13,999 Btu/h | 2198.1908 | 273.8946 | 3429.1776
9. Without reverse cycle, without louvered sides, and 14,000 to 19,999 Btu/h | 2661.2903 | 331.5968 | 4151.6129
10. Without reverse cycle, without louvered sides, and 20,000 Btu/h or more | 3731.7809 | 464.9799 | 5821.5782
11. With reverse cycle, with louvered sides, and less than 20,000 Btu/h | 2128.9425 | 265.2662 | 3321.1503
12. With reverse cycle, without louvered sides, and less than 14,000 Btu/h | 1900.9217 | 236.8548 | 2965.4378
13. With reverse cycle, with louvered sides, and 20,000 Btu/h or more | 4562.212 | 568.4516 | 7117.0507
14. With reverse cycle, without louvered sides, and 14,000 Btu/h or more | 2785.1459 | 347.0292 | 4344.8276
15. Casement-Only | 1831.8257 | 228.2455 | 2857.648
16. Casement-Slider | 1668.956 | 207.9519 | 2603.5714
Assumptions: A lifetime of 9 years for room air conditioners was used, per the DOE Technical Support Document, published March 2022.
Table 4: National Annual Savings Potential
V5.0 Efficiency Criteria
Room Air Conditioner Product Classes | National Electrical Savings (GWh) | National Annual Operating Savings (millions of $) | National CO2 Emissions Reduction (billions of lbs)
1. Without reverse cycle, with louvered sides, and less than 6,000 Btu/h | 1008.278 | 125.478 | 1.5719
2. Without reverse cycle, with louvered sides, and 6,000 to 7,999 Btu/h | 1464.6201 | 182.2688 | 2.2833
3. Without reverse cycle, with louvered sides, and 8,000 to 13,999 Btu/h | 3316.356 | 412.7133 | 5.1702
4. Without reverse cycle, with louvered sides, and 14,000 to 19,999 Btu/h | 1663.9087 | 207.0698 | 2.594
5a. Without reverse cycle, with louvered sides, and 20,000 to 27,999 Btu/h | 1208.7948 | 150.4319 | 1.8845
5b. Without reverse cycle, with louvered sides, and 28,000 Btu/h or more | 1211.8294 | 150.8095 | 1.8892
6. Without reverse cycle, without louvered sides, and less than 6,000 Btu/h | 159.6874 | 19.8728 | 0.24895
7. Without reverse cycle, without louvered sides, and 6,000 to 7,999 Btu/h | 191.6393 | 23.8491 | 0.29877
8a. Without reverse cycle, without louvered sides, and 8,000 to 10,999 Btu/h | 338.7895 | 42.1616 | 0.52817
8b. Without reverse cycle, without louvered sides, and 11,000 to 13,999 Btu/h | 518.0719 | 64.4729 | 0.80767
9. Without reverse cycle, without louvered sides, and 14,000 to 19,999 Btu/h | 606.2699 | 75.449 | 0.94517
10. Without reverse cycle, without louvered sides, and 20,000 Btu/h or more | 807.1701 | 100.4506 | 1.2584
11. With reverse cycle, with louvered sides, and less than 20,000 Btu/h | 460.4822 | 57.306 | 0.71789
12. With reverse cycle, without louvered sides, and less than 14,000 Btu/h | 411.2238 | 51.1759 | 0.6411
13. With reverse cycle, with louvered sides, and 20,000 Btu/h or more | 995.729 | 123.9163 | 1.5523
14. With reverse cycle, without louvered sides, and 14,000 Btu/h or more | 602.4165 | 74.9694 | 0.93917
15. Casement-Only | 396.217 | 49.3083 | 0.6177
16. Casement-Slider | 371.0162 | 46.1722 | 0.57841
Totals | 15732.4998 | 1957.8755 | 24.527
Assumptions: Assumes all room air conditioners in the U.S. are ENERGY STAR at the Version 5.0 criteria over the lifetime, which totals to 59.2 million units over 9 years. Projected shipments of room air conditioners were estimated per DOE and EPA analysis of shipment trends.

## 4. Incremental Cost and Payback
Table 5: Incremental Cost and Payback
Product Class | Efficiency Level | CEER | Annual Energy Use (kWh/yr) | First Year Operating Cost ($) | Installed Cost ($) | Average Payback (yrs)
1. Without reverse cycle, with louvered sides, and less than 6,000 Btu/h | Federal Standard | 11 | 340.9091 | 62.66 | 370.65 | -
| Draft 1 Version 5 | 13.1 | 286.2595 | 51.09 | 379.1 | 0.7
| Draft 2 Version 5 | 13.1 | 286.2595 | 51.09 | 379.1 | 0.7
2. Without reverse cycle, with louvered sides, and 6,000 to 7,999 Btu/h | Federal Standard | 11 | 409.0909 | 81.06 | 407.59 | -
| Draft 1 Version 5 | 13.7 | 328.4672 | 64.22 | 421.94 | 0.9
| Draft 2 Version 5 | 13.7 | 328.4672 | 64.22 | 421.94 | 0.9
3. Without reverse cycle, with louvered sides, and 8,000 to 13,999 Btu/h | Federal Standard | 10.9 | 688.0734 | 104.95 | 512.47 | -
| Draft 1 Version 5 | 16 | 468.75 | 67.97 | 616.54 | 2.8
| DOE TSD EL 3 | 14.715 | 509.684 | 78.23 | 532.62 | 0.8
4. Without reverse cycle, with louvered sides, and 14,000 to 19,999 Btu/h | Federal Standard | 10.7 | 1261.6822 | 120.26 | 642.61 | -
| Draft 1 Version 5 | 16 | 843.75 | 76.52 | 769.44 | 2.9
| DOE TSD EL 3 | 14.445 | 934.5794 | 90.2 | 662.16 | 0.7
5a. Without reverse cycle, with louvered sides, and 20,000 to 27,999 Btu/h | Federal Standard | 9.4 | 1914.8936 | 145.28 | 800.55 | -
| Draft 1 Version 5 | 13.8 | 1304.3478 | 91.54 | 938.9 | 2.6
| DOE TSD EL 3 | 12.69 | 1418.4397 | 113.2 | 831.48 | 1
5b. Without reverse cycle, with louvered sides, and 28,000 Btu/h or more | Federal Standard | 9 | 2333.3333 | 176.79 | 848.65 | -
| Draft 1 Version 5 | 13.2 | 1590.9091 | 110.63 | 998.92 | 2.3
| DOE TSD EL 3 | 12.15 | 1728.3951 | 148.64 | 859.12 | 0.4
6. Without reverse cycle, without louvered sides, and less than 6,000 Btu/h | Federal Standard | 10 | 375 | N/A | N/A | N/A
| Draft 1 Version 5 | 12.8 | 292.9688 | N/A | N/A | N/A
| Draft 2 Version 5 | 12.8 | 292.9688 | N/A | N/A | N/A
7. Without reverse cycle, without louvered sides, and 6,000 to 7,999 Btu/h | Federal Standard | 10 | 450 | N/A | N/A | N/A
| Draft 1 Version 5 | 12.8 | 351.5625 | N/A | N/A | N/A
| Draft 2 Version 5 | 12.8 | 351.5625 | N/A | N/A | N/A
8a. Without reverse cycle, without louvered sides, and 8,000 to 10,999 Btu/h | Federal Standard | 9.6 | 625 | 106.8 | 526.19 | -
| Draft 1 Version 5 | 14.1 | 425.5319 | 69.87 | 649.32 | 3.3
| DOE TSD EL 3 | 12.96 | 462.963 | 82.19 | 543.73 | 0.7
8b. Without reverse cycle, without louvered sides, and 11,000 to 13,999 Btu/h | Federal Standard | 9.5 | 947.3684 | 131.04 | 575.83 | -
| Draft 1 Version 5 | 13.9 | 647.482 | 85.02 | 684.21 | 2.4
| DOE TSD EL 3 | 12.825 | 701.7544 | 99.04 | 595.41 | 0.6
9. Without reverse cycle, without louvered sides, and 14,000 to 19,999 Btu/h | Federal Standard | 9.3 | 1129.0323 | 117.88 | 719.11 | -
| Draft 1 Version 5 | 13.7 | 766.4234 | 75.96 | 836.63 | 2.8
| DOE TSD EL 3 | 12.555 | 836.3202 | 98.41 | 736.2 | 0.9
10. Without reverse cycle, without louvered sides, and 20,000 Btu/h or more | Federal Standard | 9.4 | 1595.7447 | N/A | N/A | N/A
| Draft 1 Version 5 | 13.8 | 1086.9565 | N/A | N/A | N/A
| Draft 2 Version 5 | 12.69 | 1182.0331 | N/A | N/A | N/A
11. With reverse cycle, with louvered sides, and less than 20,000 Btu/h | Federal Standard | 9.8 | 918.3673 | 105.97 | 586.42 | -
| Draft 1 Version 5 | 14.4 | 625 | 69.57 | 692.2 | 3.2
| DOE TSD EL 3 | 13.23 | 680.2721 | 82.32 | 595.08 | 0.8
12. With reverse cycle, without louvered sides, and less than 14,000 Btu/h | Federal Standard | 9.3 | 806.4516 | 87.09 | 641.4 | -
| Draft 1 Version 5 | 13.7 | 547.4453 | 57.84 | 714.83 | 2.5
| DOE TSD EL 3 | 12.555 | 597.3716 | 71 | 659.94 | 1.2
13. With reverse cycle, with louvered sides, and 20,000 Btu/h or more | Federal Standard | 9.3 | 1935.4839 | N/A | N/A | N/A
| Draft 1 Version 5 | 13.7 | 1313.8686 | N/A | N/A | N/A
| Draft 2 Version 5 | 12.555 | 1433.6918 | N/A | N/A | N/A
14. With reverse cycle, without louvered sides, and 14,000 Btu/h or more | Federal Standard | 8.7 | 1206.8966 | N/A | N/A | N/A
| Draft 1 Version 5 | 12.8 | 820.3125 | N/A | N/A | N/A
| Draft 1 Version 5 | 11.745 | 893.9974 | N/A | N/A | N/A
15. Casement-Only | Federal Standard | 9.5 | 789.4737 | N/A | N/A | N/A
| Draft 1 Version 5 | 13.9 | 539.5683 | N/A | N/A | N/A
| Draft 2 Version 5 | 12.825 | 584.7953 | N/A | N/A | N/A
16. Casement-Slider | Federal Standard | 10.4 | 721.1538 | 86.26 | 501.23 | -
| Draft 1 Version 5 | 15.3 | 490.1961 | 57.41 | 616.56 | 4
| DOE TSD EL 3 | 14.04 | 534.188 | 67.41 | 516.42 | 0.8
Source:
https://www.regulations.gov/document/EERE-2014-BT-STD-0059-0030
Note: EPA evaluated the DOE Technical Support Document (TSD) published in March 2022. In section 8.4 DOE evaluated the payback for models at different efficiency levels. Some of the levels EPA is proposing levels were evaluated by DOE and for those levels, references are included to DOE's analysis in section 8.4 of the March 2022 TSD. Other levels EPA is proposing are between the Draft 1 levels and the DOE TSD efficiency level (EL) 3. EPA did not evaluate the payback at these specific levels, but included the evelaution by DOE for levels above and below the levels EPA is proposing. The payback period ranges from 0.7 to 4 years, depending on the product class. DOE did not evaluate payback periods for all of the product classes. These product classes have very small market share and for most there are no ENERGY STAR models currently available.

## 5. ENERGY STAR QPL
Table 8: ENERGY STAR Qualified Products List |  | Source: | https://data.energystar.gov/Active-Specifications/ENERGY-STAR-Certified-Room-Air-Conditioners/rg68-9xmm/data | [11 empty] | CEER by Product Category
Brand Name | Model Number | Cooling Capacity (Btu/hr) | Type | Reverse Cycle | Louvered Sides | Casement Window | Reported Combined Energy Efficiency Ratio (CEER) | Date Available On Market | Date Certified | Representitive Base Model | Lower Capacity Bin | Higher Capacity Bin | Product Group | Product Class Number | 1 | 2 | 3 | 4 | 5a | 5b | 6 | 7 | 8a | 8b | 9 | 10 | 11 | 12 | 13 | 14 | 15 | 16 | Scatterplot Criteria Lines | Federal Standard |  | Version 4.0 ENERGY STAR |  | Draft 2 Version 5.0 ENERGY STAR |  | Draft 1 Version 5.0 ENERGY STAR |  | 2022 ENERGY STAR Most Efficient
GREE | GJC05BK-A6NRNH1A | 5000 | Window | No | Yes | None | 11.8 | 2020-10-01 | 2020-11-19 | Yes | 6000 |  | No Yes None 6000 | 1 | 11.8 | #N/A | #N/A | #N/A | #N/A | #N/A | #N/A | #N/A | #N/A | #N/A | #N/A | #N/A | #N/A | #N/A | #N/A | #N/A | #N/A | #N/A | Product Class | Btu/h | CEER | Btu/h | CEER | Btu/h | CEER | Btu/h | CEER | Btu/h | CEER
Best Home | 57H-ID0-05CRN1/BI7 | 5000 | Window | No | Yes | None | 12.1 | 2016-03-15 | 2016-03-16 | Yes | 6000 |  | No Yes None 6000 | 1 | 12.1 | #N/A | #N/A | #N/A | #N/A | #N/A | #N/A | #N/A | #N/A | #N/A | #N/A | #N/A | #N/A | #N/A | #N/A | #N/A | #N/A | #N/A | 1 | 0 | 11 | 0 | 12.1 | 0 | 13.1 | 0 | 13.1 | 0 | 14.85
Comfort Aire | RADS-51Q | 5000 | Window | No | Yes | None | 12.1 | 2018-11-01 | 2018-11-08 | Yes | 6000 |  | No Yes None 6000 | 1 | 12.1 | #N/A | #N/A | #N/A | #N/A | #N/A | #N/A | #N/A | #N/A | #N/A | #N/A | #N/A | #N/A | #N/A | #N/A | #N/A | #N/A | #N/A | 1 | 5000 | 11 | 5000 | 12.1 | 5000 | 13.1 | 5000 | 13.1 | 0 | 14.85
Frigidaire | FFRE053WA1 | 5000 | Window | No | Yes | None | 12.1 | 2018-10-25 | 2018-10-18 | Yes | 6000 |  | No Yes None 6000 | 1 | 12.1 | #N/A | #N/A | #N/A | #N/A | #N/A | #N/A | #N/A | #N/A | #N/A | #N/A | #N/A | #N/A | #N/A | #N/A | #N/A | #N/A | #N/A | 1 | 35000 | 11 | 35000 | 12.1 | 35000 | 13.1 | 35000 | 13.1 | 35000 | 14.85
Frigidaire | FFRE053WAE | 5000 | Window | No | Yes | None | 12.1 | 2018-10-25 | 2018-10-18 | No | 6000 |  | No Yes None 6000 | 1 | 12.1 | #N/A | #N/A | #N/A | #N/A | #N/A | #N/A | #N/A | #N/A | #N/A | #N/A | #N/A | #N/A | #N/A | #N/A | #N/A | #N/A | #N/A | 2 | 0 | 11 | 0 | 12.1 | 0 | 13.7 | 0 | 13.7 | 0 | 14.85
KANIONco | KW-05R32CSL | 5000 | Window | No | Yes | None | 12.1 | 2021-04-21 | 2021-04-21 | Yes | 6000 |  | No Yes None 6000 | 1 | 12.1 | #N/A | #N/A | #N/A | #N/A | #N/A | #N/A | #N/A | #N/A | #N/A | #N/A | #N/A | #N/A | #N/A | #N/A | #N/A | #N/A | #N/A | 2 | 6000 | 11 | 6000 | 12.1 | 6000 | 13.7 | 6000 | 13.7 | 0 | 14.85
Keystone | KSTAW05C | 5000 | Window | No | Yes | None | 12.1 | 2016-04-10 | 2016-04-12 | Yes | 6000 |  | No Yes None 6000 | 1 | 12.1 | #N/A | #N/A | #N/A | #N/A | #N/A | #N/A | #N/A | #N/A | #N/A | #N/A | #N/A | #N/A | #N/A | #N/A | #N/A | #N/A | #N/A | 2 | 35000 | 11 | 35000 | 12.1 | 35000 | 13.7 | 35000 | 13.7 | 35000 | 14.85
Keystone | KSTAW05CE | 5000 | Window | No | Yes | None | 12.1 | 2019-05-01 | 2018-11-08 | No | 6000 |  | No Yes None 6000 | 1 | 12.1 | #N/A | #N/A | #N/A | #N/A | #N/A | #N/A | #N/A | #N/A | #N/A | #N/A | #N/A | #N/A | #N/A | #N/A | #N/A | #N/A | #N/A | 3 | 0 | 10.9 | 0 | 12 | 0 | 14.715 | 0 | 16 | 0 | 14.715
Koolking | KWH051CE1A | 5000 | Window | No | Yes | None | 12.1 | 2018-10-25 | 2018-10-18 | Yes | 6000 |  | No Yes None 6000 | 1 | 12.1 | #N/A | #N/A | #N/A | #N/A | #N/A | #N/A | #N/A | #N/A | #N/A | #N/A | #N/A | #N/A | #N/A | #N/A | #N/A | #N/A | #N/A | 3 | 10000 | 10.9 | 10000 | 12 | 10000 | 14.715 | 10000 | 16 | 0 | 14.715
Koolking | MWECK-05CRN1-BCL1 | 5000 | Window | No | Yes | None | 12.1 | 2015-12-15 | 2015-12-23 | No | 6000 |  | No Yes None 6000 | 1 | 12.1 | #N/A | #N/A | #N/A | #N/A | #N/A | #N/A | #N/A | #N/A | #N/A | #N/A | #N/A | #N/A | #N/A | #N/A | #N/A | #N/A | #N/A | 3 | 35000 | 10.9 | 35000 | 12 | 35000 | 14.715 | 35000 | 16 | 35000 | 14.715
Midea | MWHUK-05CRN8-BCL1 | 5000 | Window | No | Yes | None | 12.1 | 2018-10-25 | 2018-10-18 | Yes | 6000 |  | No Yes None 6000 | 1 | 12.1 | #N/A | #N/A | #N/A | #N/A | #N/A | #N/A | #N/A | #N/A | #N/A | #N/A | #N/A | #N/A | #N/A | #N/A | #N/A | #N/A | #N/A | 4 | 0 | 10.7 | 0 | 11.8 | 0 | 14.445 | 0 | 16 | 0 | 14.445
Noma | 043-5232-6 | 5000 | Window | No | Yes | None | 12.1 | 2018-11-01 | 2018-11-08 | Yes | 6000 |  | No Yes None 6000 | 1 | 12.1 | #N/A | #N/A | #N/A | #N/A | #N/A | #N/A | #N/A | #N/A | #N/A | #N/A | #N/A | #N/A | #N/A | #N/A | #N/A | #N/A | #N/A | 4 | 18000 | 10.7 | 18000 | 11.8 | 18000 | 14.445 | 18000 | 16 | 0 | 14.445
Ocean Breeze | OBZ-05ESN3 | 5000 | Window | No | Yes | None | 12.1 | 2020-11-17 | 2020-11-17 | Yes | 6000 |  | No Yes None 6000 | 1 | 12.1 | #N/A | #N/A | #N/A | #N/A | #N/A | #N/A | #N/A | #N/A | #N/A | #N/A | #N/A | #N/A | #N/A | #N/A | #N/A | #N/A | #N/A | 4 | 35000 | 10.7 | 35000 | 11.8 | 35000 | 14.445 | 35000 | 16 | 35000 | 14.445
OMNI MAX | OWH051CE1A | 5000 | Window | No | Yes | None | 12.1 | 2021-12-06 | 2021-12-06 | Yes | 6000 |  | No Yes None 6000 | 1 | 12.1 | #N/A | #N/A | #N/A | #N/A | #N/A | #N/A | #N/A | #N/A | #N/A | #N/A | #N/A | #N/A | #N/A | #N/A | #N/A | #N/A | #N/A | 5a | 0 | 9.4 | 0 | 10.3 | 0 | 12.69 | 0 | 13.8 | 0 | 12.69
Perfect aire | 4PAC5000 | 5000 | Window | No | Yes | None | 12.1 | 2015-12-15 | 2015-12-23 | Yes | 6000 |  | No Yes None 6000 | 1 | 12.1 | #N/A | #N/A | #N/A | #N/A | #N/A | #N/A | #N/A | #N/A | #N/A | #N/A | #N/A | #N/A | #N/A | #N/A | #N/A | #N/A | #N/A | 5a | 24000 | 9.4 | 24000 | 10.3 | 24000 | 12.69 | 24000 | 13.8 | 0 | 12.69
Perfect aire | 5PAC5000 | 5000 | Window | No | Yes | None | 12.1 | 2018-11-01 | 2018-11-08 | No | 6000 |  | No Yes None 6000 | 1 | 12.1 | #N/A | #N/A | #N/A | #N/A | #N/A | #N/A | #N/A | #N/A | #N/A | #N/A | #N/A | #N/A | #N/A | #N/A | #N/A | #N/A | #N/A | 5a | 35000 | 9.4 | 35000 | 10.3 | 35000 | 12.69 | 35000 | 13.8 | 35000 | 12.69
Friedrich | CCF05B10A | 5200 | Window | No | Yes | None | 12.1 | 2022-02-08 | 2022-02-14 | Yes | 6000 |  | No Yes None 6000 | 1 | 12.1 | #N/A | #N/A | #N/A | #N/A | #N/A | #N/A | #N/A | #N/A | #N/A | #N/A | #N/A | #N/A | #N/A | #N/A | #N/A | #N/A | #N/A | 5b | 0 | 9 | 0 | 9.9 | 0 | 12.15 | 0 | 13.2 | 0 | 12.15
Frigidaire | FFRE0533U1E | 5200 | Window | No | Yes | None | 12.1 | 2017-11-15 | 2017-11-24 | Yes | 6000 |  | No Yes None 6000 | 1 | 12.1 | #N/A | #N/A | #N/A | #N/A | #N/A | #N/A | #N/A | #N/A | #N/A | #N/A | #N/A | #N/A | #N/A | #N/A | #N/A | #N/A | #N/A | 5b | 28000 | 9 | 28000 | 9.9 | 28000 | 12.15 | 28000 | 13.2 | 0 | 12.15
Frigidaire | FFRE053ZA1 | 5200 | Window | No | Yes | None | 12.1 | 2019-11-15 | 2019-10-30 | No | 6000 |  | No Yes None 6000 | 1 | 12.1 | #N/A | #N/A | #N/A | #N/A | #N/A | #N/A | #N/A | #N/A | #N/A | #N/A | #N/A | #N/A | #N/A | #N/A | #N/A | #N/A | #N/A | 5b | 35000 | 9 | 35000 | 9.9 | 35000 | 12.15 | 35000 | 13.2 | 35000 | 12.15
GREE | GJC05BK-A6NRNC5A | 5200 | Window | No | Yes | None | 12.1 | 2020-04-01 | 2020-03-24 | Yes | 6000 |  | No Yes None 6000 | 1 | 12.1 | #N/A | #N/A | #N/A | #N/A | #N/A | #N/A | #N/A | #N/A | #N/A | #N/A | #N/A | #N/A | #N/A | #N/A | #N/A | #N/A | #N/A | 6 | 0 | 10 | 0 | 11 | 0 | 12.8 | 0 | 12.8 | 0 | 13.5
GREE | GJC05BK-A6NRNH2A | 5200 | Window | No | Yes | None | 12.1 | 2018-11-01 | 2018-10-17 | No | 6000 |  | No Yes None 6000 | 1 | 12.1 | #N/A | #N/A | #N/A | #N/A | #N/A | #N/A | #N/A | #N/A | #N/A | #N/A | #N/A | #N/A | #N/A | #N/A | #N/A | #N/A | #N/A | 6 | 5000 | 10 | 5000 | 11 | 5000 | 12.8 | 5000 | 12.8 | 0 | 13.5
GREE | GJC05BK-A6NRNH2B | 5200 | Window | No | Yes | None | 12.1 | 2019-11-15 | 2019-10-30 | No | 6000 |  | No Yes None 6000 | 1 | 12.1 | #N/A | #N/A | #N/A | #N/A | #N/A | #N/A | #N/A | #N/A | #N/A | #N/A | #N/A | #N/A | #N/A | #N/A | #N/A | #N/A | #N/A | 6 | 35000 | 10 | 35000 | 11 | 35000 | 12.8 | 35000 | 12.8 | 35000 | 13.5
TCL | KC-15/YXRD(E1/6)(001570) | 5200 | Window | No | Yes | None | 12.1 | 2022-02-08 | 2022-02-10 | Yes | 6000 |  | No Yes None 6000 | 1 | 12.1 | #N/A | #N/A | #N/A | #N/A | #N/A | #N/A | #N/A | #N/A | #N/A | #N/A | #N/A | #N/A | #N/A | #N/A | #N/A | #N/A | #N/A | 7 | 0 | 10 | 0 | 11 | 0 | 12.8 | 0 | 12.8 | 0 | 13.5
Friedrich | CCF05A10A | 5250 | Window | No | Yes | None | 12.1 | 2019-04-12 | 2019-04-12 | Yes | 6000 |  | No Yes None 6000 | 1 | 12.1 | #N/A | #N/A | #N/A | #N/A | #N/A | #N/A | #N/A | #N/A | #N/A | #N/A | #N/A | #N/A | #N/A | #N/A | #N/A | #N/A | #N/A | 7 | 6000 | 10 | 6000 | 11 | 6000 | 12.8 | 6000 | 12.8 | 0 | 13.5
GE | AHM05LW*# | 5500 | Window | No | Yes | None | 12.1 | 2016-12-16 | 2017-01-01 | Yes | 6000 |  | No Yes None 6000 | 1 | 12.1 | #N/A | #N/A | #N/A | #N/A | #N/A | #N/A | #N/A | #N/A | #N/A | #N/A | #N/A | #N/A | #N/A | #N/A | #N/A | #N/A | #N/A | 7 | 35000 | 10 | 35000 | 11 | 35000 | 12.8 | 35000 | 12.8 | 35000 | 13.5
Haier | QHM05LX*# | 5500 | Window | No | Yes | None | 12.1 | 2018-01-11 | 2017-01-01 | Yes | 6000 |  | No Yes None 6000 | 1 | 12.1 | #N/A | #N/A | #N/A | #N/A | #N/A | #N/A | #N/A | #N/A | #N/A | #N/A | #N/A | #N/A | #N/A | #N/A | #N/A | #N/A | #N/A | 8a | 0 | 9.6 | 0 | 10.6 | 0 | 12.96 | 0 | 14.1 | 0 | 12.96
Friedrich | KHL24A35A | 24000 | Window | Yes | Yes | None | 10.2 | 2019-03-15 | 2019-03-22 | Yes | 28000 | 20000 | Yes Yes None 28000 20000 | 11 | #N/A | #N/A | #N/A | #N/A | #N/A | #N/A | #N/A | #N/A | #N/A | #N/A | #N/A | #N/A | 10.2 | #N/A | #N/A | #N/A | #N/A | #N/A | 8a | 8000 | 9.6 | 8000 | 10.6 | 8000 | 12.96 | 8000 | 14.1 | 0 | 12.96
Friedrich | KHS10A10A | 10000 | Window | Yes | Yes | None | 10.8 | 2019-03-15 | 2019-03-22 | Yes | 11000 | 8000 | Yes Yes None 11000 8000 | 11 | #N/A | #N/A | #N/A | #N/A | #N/A | #N/A | #N/A | #N/A | #N/A | #N/A | #N/A | #N/A | 10.8 | #N/A | #N/A | #N/A | #N/A | #N/A | 8a | 35000 | 9.6 | 35000 | 10.6 | 35000 | 12.96 | 35000 | 14.1 | 35000 | 12.96
MobilComfort | MCSD5-10HW7 | 10100 | Window | Yes | Yes | None | 10.8 | 2022-05-20 | 2022-03-04 | Yes | 11000 | 8000 | Yes Yes None 11000 8000 | 11 | #N/A | #N/A | #N/A | #N/A | #N/A | #N/A | #N/A | #N/A | #N/A | #N/A | #N/A | #N/A | 10.8 | #N/A | #N/A | #N/A | #N/A | #N/A | 8b | 0 | 9.5 | 0 | 10.5 | 0 | 12.825 | 0 | 13.9 | 0 | 12.825
OSLO | OSHB5-10H7 | 10100 | Window | Yes | Yes | None | 10.8 | 2022-05-20 | 2022-03-04 | Yes | 11000 | 8000 | Yes Yes None 11000 8000 | 11 | #N/A | #N/A | #N/A | #N/A | #N/A | #N/A | #N/A | #N/A | #N/A | #N/A | #N/A | #N/A | 10.8 | #N/A | #N/A | #N/A | #N/A | #N/A | 8b | 12000 | 9.5 | 12000 | 10.5 | 12000 | 12.825 | 12000 | 13.9 | 0 | 12.825
Soleusair | WS4-10EH7W-301 | 10100 | Window | Yes | Yes | None | 10.8 | 2022-05-20 | 2022-03-04 | Yes | 11000 | 8000 | Yes Yes None 11000 8000 | 11 | #N/A | #N/A | #N/A | #N/A | #N/A | #N/A | #N/A | #N/A | #N/A | #N/A | #N/A | #N/A | 10.8 | #N/A | #N/A | #N/A | #N/A | #N/A | 8b | 35000 | 9.5 | 35000 | 10.5 | 35000 | 12.825 | 35000 | 13.9 | 35000 | 12.825
Friedrich | KHS12A33A | 12000 | Window | Yes | Yes | None | 10.8 | 2019-03-15 | 2019-03-22 | Yes | 14000 | 11000 | Yes Yes None 14000 11000 | 11 | #N/A | #N/A | #N/A | #N/A | #N/A | #N/A | #N/A | #N/A | #N/A | #N/A | #N/A | #N/A | 10.8 | #N/A | #N/A | #N/A | #N/A | #N/A | 9 | 0 | 9.3 | 0 | 10.2 | 0 | 12.555 | 0 | 13.7 | 0 | 12.555
Friedrich | KHM18A34A | 17500 | Window | Yes | Yes | None | 10.8 | 2019-03-15 | 2019-03-22 | Yes | 20000 | 14000 | Yes Yes None 20000 14000 | 11 | #N/A | #N/A | #N/A | #N/A | #N/A | #N/A | #N/A | #N/A | #N/A | #N/A | #N/A | #N/A | 10.8 | #N/A | #N/A | #N/A | #N/A | #N/A | 9 | 14000 | 9.3 | 14000 | 10.2 | 14000 | 12.555 | 14000 | 13.7 | 0 | 12.555
Gradient | RRHP01 | 8600 | Window | Yes | Yes | None | 10.8 | 2022-10-24 | 2022-10-19 | Yes | 11000 | 8000 | Yes Yes None 11000 8000 | 11 | #N/A | #N/A | #N/A | #N/A | #N/A | #N/A | #N/A | #N/A | #N/A | #N/A | #N/A | #N/A | 10.8 | #N/A | #N/A | #N/A | #N/A | #N/A | 9 | 35000 | 9.3 | 35000 | 10.2 | 35000 | 12.555 | 35000 | 13.7 | 35000 | 12.555
Midea | MAW12HV1CWT | 12000 | Window | Yes | Yes | None | 13.3 | 2022-01-25 | 2022-02-07 | Yes | 14000 | 11000 | Yes Yes None 14000 11000 | 11 | #N/A | #N/A | #N/A | #N/A | #N/A | #N/A | #N/A | #N/A | #N/A | #N/A | #N/A | #N/A | 13.3 | #N/A | #N/A | #N/A | #N/A | #N/A | 10 | 0 | 9.4 | 0 | 10.3 | 0 | 12.69 | 0 | 13.8 | 0 | 12.69
Midea | MWAUQB-12HRFN8-BCL0 | 12000 | Window | Yes | Yes | None | 13.3 | 2022-01-18 | 2022-01-25 | No | 14000 | 11000 | Yes Yes None 14000 11000 | 11 | #N/A | #N/A | #N/A | #N/A | #N/A | #N/A | #N/A | #N/A | #N/A | #N/A | #N/A | #N/A | 13.3 | #N/A | #N/A | #N/A | #N/A | #N/A | 10 | 20000 | 9.4 | 20000 | 10.3 | 20000 | 12.69 | 20000 | 13.8 | 0 | 12.69
Midea | MWAUQB-08HRFN8-BCL0 | 8000 | Window | Yes | Yes | None | 14.5 | 2022-01-18 | 2022-01-25 | Yes | 11000 | 8000 | Yes Yes None 11000 8000 | 11 | #N/A | #N/A | #N/A | #N/A | #N/A | #N/A | #N/A | #N/A | #N/A | #N/A | #N/A | #N/A | 14.5 | #N/A | #N/A | #N/A | #N/A | #N/A | 10 | 35000 | 9.4 | 35000 | 10.3 | 35000 | 12.69 | 35000 | 13.8 | 35000 | 12.69
Westpointe | MWEUL1-08CRN1-BCK4 | 8000 | Window | No | Yes | Casement-slider | 11.4 | 2016-03-01 | 2016-03-07 | Yes | 11000 | 8000 | No Yes Casement-slider 11000 8000 | 16 | #N/A | #N/A | #N/A | #N/A | #N/A | #N/A | #N/A | #N/A | #N/A | #N/A | #N/A | #N/A | #N/A | #N/A | #N/A | #N/A | #N/A | 11.4 | 11 | 0 | 9.8 | 0 | 10.8 | 0 | 13.23 | 0 | 14.4 | 0 | 13.23
GE | AHTT06BC*# | 6100 | Window | No | Yes | None | 11.5 | 2021-12-09 | 2021-12-16 | Yes | 8000 | 6000 | No Yes None 8000 6000 | 2 | #N/A | 11.5 | #N/A | #N/A | #N/A | #N/A | #N/A | #N/A | #N/A | #N/A | #N/A | #N/A | #N/A | #N/A | #N/A | #N/A | #N/A | #N/A | 11 | 12000 | 9.8 | 12000 | 10.8 | 12000 | 13.23 | 12000 | 14.4 | 0 | 13.23
GE | PHC06LY*# | 6150 | Window | No | Yes | None | 11.5 | 2019-03-12 | 2019-03-13 | Yes | 8000 | 6000 | No Yes None 8000 6000 | 2 | #N/A | 11.5 | #N/A | #N/A | #N/A | #N/A | #N/A | #N/A | #N/A | #N/A | #N/A | #N/A | #N/A | #N/A | #N/A | #N/A | #N/A | #N/A | 11 | 35000 | 9.8 | 35000 | 10.8 | 35000 | 13.23 | 35000 | 14.4 | 35000 | 13.23
Keystone | KSTAW06CE | 6000 | Window | No | Yes | None | 12 | 2019-05-01 | 2019-03-07 | Yes | 8000 | 6000 | No Yes None 8000 6000 | 2 | #N/A | 12 | #N/A | #N/A | #N/A | #N/A | #N/A | #N/A | #N/A | #N/A | #N/A | #N/A | #N/A | #N/A | #N/A | #N/A | #N/A | #N/A | 12 | 0 | 9.3 | 0 | 10.2 | 0 | 12.555 | 0 | 13.7 | 0 | 12.555
OMNI MAX | OWH061CE1A | 6000 | Window | No | Yes | None | 12 | 2021-12-06 | 2021-12-06 | Yes | 8000 | 6000 | No Yes None 8000 6000 | 2 | #N/A | 12 | #N/A | #N/A | #N/A | #N/A | #N/A | #N/A | #N/A | #N/A | #N/A | #N/A | #N/A | #N/A | #N/A | #N/A | #N/A | #N/A | 12 | 10000 | 9.3 | 10000 | 10.2 | 10000 | 12.555 | 10000 | 13.7 | 0 | 12.555
Amana | AMAP061CW | 6000 | Window | No | Yes | None | 12.1 | 2020-10-28 | 2020-10-29 | Yes | 8000 | 6000 | No Yes None 8000 6000 | 2 | #N/A | 12.1 | #N/A | #N/A | #N/A | #N/A | #N/A | #N/A | #N/A | #N/A | #N/A | #N/A | #N/A | #N/A | #N/A | #N/A | #N/A | #N/A | 12 | 35000 | 9.3 | 35000 | 10.2 | 35000 | 12.555 | 35000 | 13.7 | 35000 | 12.555
amazonbasics | B07Y2CND3Q | 6000 | Window | No | Yes | None | 12.1 | 2019-11-01 | 2019-10-16 | Yes | 8000 | 6000 | No Yes None 8000 6000 | 2 | #N/A | 12.1 | #N/A | #N/A | #N/A | #N/A | #N/A | #N/A | #N/A | #N/A | #N/A | #N/A | #N/A | #N/A | #N/A | #N/A | #N/A | #N/A | 13 | 0 | 9.3 | 0 | 10.2 | 0 | 12.555 | 0 | 13.7 | 0 | 12.555
Arctic King | MWHUK-06CRN8-BCL1 | 6000 | Window | No | Yes | None | 12.1 | 2018-10-01 | 2018-09-30 | Yes | 8000 | 6000 | No Yes None 8000 6000 | 2 | #N/A | 12.1 | #N/A | #N/A | #N/A | #N/A | #N/A | #N/A | #N/A | #N/A | #N/A | #N/A | #N/A | #N/A | #N/A | #N/A | #N/A | #N/A | 13 | 24000 | 9.3 | 24000 | 10.2 | 24000 | 12.555 | 24000 | 13.7 | 0 | 12.555
Black + Decker | BD06WT6 | 6000 | Window | No | Yes | None | 12.1 | 2021-01-15 | 2021-01-28 | Yes | 8000 | 6000 | No Yes None 8000 6000 | 2 | #N/A | 12.1 | #N/A | #N/A | #N/A | #N/A | #N/A | #N/A | #N/A | #N/A | #N/A | #N/A | #N/A | #N/A | #N/A | #N/A | #N/A | #N/A | 13 | 35000 | 9.3 | 35000 | 10.2 | 35000 | 12.555 | 35000 | 13.7 | 35000 | 12.555
Black + Decker | BWAM6W** | 6000 | Window | No | Yes | None | 12.1 | 2020-06-01 | 2020-06-02 | No | 8000 | 6000 | No Yes None 8000 6000 | 2 | #N/A | 12.1 | #N/A | #N/A | #N/A | #N/A | #N/A | #N/A | #N/A | #N/A | #N/A | #N/A | #N/A | #N/A | #N/A | #N/A | #N/A | #N/A | 14 | 0 | 8.7 | 0 | 9.6 | 0 | 11.745 | 0 | 12.8 | 0 | 11.745
BLACK+DECKER | BWAC06WTB | 6000 | Window | No | Yes | None | 12.1 | 2021-01-25 | 2021-02-03 | No | 8000 | 6000 | No Yes None 8000 6000 | 2 | #N/A | 12.1 | #N/A | #N/A | #N/A | #N/A | #N/A | #N/A | #N/A | #N/A | #N/A | #N/A | #N/A | #N/A | #N/A | #N/A | #N/A | #N/A | 14 | 14000 | 8.7 | 14000 | 9.6 | 14000 | 11.745 | 14000 | 12.8 | 0 | 11.745
Breeze33 | BZ336WAC1 | 6000 | Window | No | Yes | None | 12.1 | 2019-05-01 | 2019-03-07 | Yes | 8000 | 6000 | No Yes None 8000 6000 | 2 | #N/A | 12.1 | #N/A | #N/A | #N/A | #N/A | #N/A | #N/A | #N/A | #N/A | #N/A | #N/A | #N/A | #N/A | #N/A | #N/A | #N/A | #N/A | 14 | 35000 | 8.7 | 35000 | 9.6 | 35000 | 11.745 | 35000 | 12.8 | 35000 | 11.745
Coast air | CEW061BS | 6000 | Window | No | Yes | None | 12.1 | 2019-03-01 | 2019-03-07 | Yes | 8000 | 6000 | No Yes None 8000 6000 | 2 | #N/A | 12.1 | #N/A | #N/A | #N/A | #N/A | #N/A | #N/A | #N/A | #N/A | #N/A | #N/A | #N/A | #N/A | #N/A | #N/A | #N/A | #N/A | 15 | 0 | 9.5 | 0 | 10.5 | 0 | 12.825 | 0 | 13.9 | 0 | 12.825
Coast air | CEW061CS | 6000 | Window | No | Yes | None | 12.1 | 2021-01-06 | 2021-01-07 | No | 8000 | 6000 | No Yes None 8000 6000 | 2 | #N/A | 12.1 | #N/A | #N/A | #N/A | #N/A | #N/A | #N/A | #N/A | #N/A | #N/A | #N/A | #N/A | #N/A | #N/A | #N/A | #N/A | #N/A | 15 | 10000 | 9.5 | 10000 | 10.5 | 10000 | 12.825 | 10000 | 13.9 | 0 | 12.825
Comfort Aire | RADS-61Q | 6000 | Window | No | Yes | None | 12.1 | 2018-11-01 | 2018-11-08 | Yes | 8000 | 6000 | No Yes None 8000 6000 | 2 | #N/A | 12.1 | #N/A | #N/A | #N/A | #N/A | #N/A | #N/A | #N/A | #N/A | #N/A | #N/A | #N/A | #N/A | #N/A | #N/A | #N/A | #N/A | 15 | 35000 | 9.5 | 35000 | 10.5 | 35000 | 12.825 | 35000 | 13.9 | 35000 | 12.825
Comfort Aire | RADS-61R | 6000 | Window | No | Yes | None | 12.1 | 2020-07-01 | 2020-07-20 | No | 8000 | 6000 | No Yes None 8000 6000 | 2 | #N/A | 12.1 | #N/A | #N/A | #N/A | #N/A | #N/A | #N/A | #N/A | #N/A | #N/A | #N/A | #N/A | #N/A | #N/A | #N/A | #N/A | #N/A | 16 | 0 | 10.4 | 0 | 11.4 | 0 | 14.04 | 0 | 15.3 | 0 | 14.04
Commercial Cool | CC06WT | 6000 | Window | No | Yes | None | 12.1 | 2020-05-01 | 2020-05-06 | Yes | 8000 | 6000 | No Yes None 8000 6000 | 2 | #N/A | 12.1 | #N/A | #N/A | #N/A | #N/A | #N/A | #N/A | #N/A | #N/A | #N/A | #N/A | #N/A | #N/A | #N/A | #N/A | #N/A | #N/A | 16 | 10000 | 10.4 | 10000 | 11.4 | 10000 | 14.04 | 10000 | 15.3 | 0 | 14.04
Cool-living | CL-RAC06EWES | 6000 | Window | No | Yes | None | 12.1 | 2017-11-27 | 2017-11-27 | Yes | 8000 | 6000 | No Yes None 8000 6000 | 2 | #N/A | 12.1 | #N/A | #N/A | #N/A | #N/A | #N/A | #N/A | #N/A | #N/A | #N/A | #N/A | #N/A | #N/A | #N/A | #N/A | #N/A | #N/A | 16 | 35000 | 10.4 | 35000 | 11.4 | 35000 | 14.04 | 35000 | 15.3 | 35000 | 14.04
Cool-living | CL-RAC06EWIES | 6000 | Window | No | Yes | None | 12.1 | 2019-12-30 | 2019-12-30 | No | 8000 | 6000 | No Yes None 8000 6000 | 2 | #N/A | 12.1 | #N/A | #N/A | #N/A | #N/A | #N/A | #N/A | #N/A | #N/A | #N/A | #N/A | #N/A | #N/A | #N/A | #N/A | #N/A | #N/A
Cool-living | CL-RAC06EWIES-6A | 6000 | Window | No | Yes | None | 12.1 | 2019-12-30 | 2019-12-30 | No | 8000 | 6000 | No Yes None 8000 6000 | 2 | #N/A | 12.1 | #N/A | #N/A | #N/A | #N/A | #N/A | #N/A | #N/A | #N/A | #N/A | #N/A | #N/A | #N/A | #N/A | #N/A | #N/A | #N/A
Crosley | CATS06B1 | 6000 | Window | No | Yes | None | 12.1 | 2020-05-25 | 2020-05-26 | Yes | 8000 | 6000 | No Yes None 8000 6000 | 2 | #N/A | 12.1 | #N/A | #N/A | #N/A | #N/A | #N/A | #N/A | #N/A | #N/A | #N/A | #N/A | #N/A | #N/A | #N/A | #N/A | #N/A | #N/A
Daewoo | DWC-F06C1KRC-Y | 6000 | Window | No | Yes | None | 12.1 | 2020-01-02 | 2020-01-02 | Yes | 8000 | 6000 | No Yes None 8000 6000 | 2 | #N/A | 12.1 | #N/A | #N/A | #N/A | #N/A | #N/A | #N/A | #N/A | #N/A | #N/A | #N/A | #N/A | #N/A | #N/A | #N/A | #N/A | #N/A
Danby | DAC060EB6* | 6000 | Window | No | Yes | None | 12.1 | 2019-11-19 | 2019-10-07 | Yes | 8000 | 6000 | No Yes None 8000 6000 | 2 | #N/A | 12.1 | #N/A | #N/A | #N/A | #N/A | #N/A | #N/A | #N/A | #N/A | #N/A | #N/A | #N/A | #N/A | #N/A | #N/A | #N/A | #N/A
Danby | DAC060EB7* | 6000 | Window | No | Yes | None | 12.1 | 2019-11-19 | 2019-10-07 | No | 8000 | 6000 | No Yes None 8000 6000 | 2 | #N/A | 12.1 | #N/A | #N/A | #N/A | #N/A | #N/A | #N/A | #N/A | #N/A | #N/A | #N/A | #N/A | #N/A | #N/A | #N/A | #N/A | #N/A
Danby | DAC060EE1WDB | 6000 | Window | No | Yes | None | 12.1 | 2020-10-28 | 2020-10-30 | No | 8000 | 6000 | No Yes None 8000 6000 | 2 | #N/A | 12.1 | #N/A | #N/A | #N/A | #N/A | #N/A | #N/A | #N/A | #N/A | #N/A | #N/A | #N/A | #N/A | #N/A | #N/A | #N/A | #N/A
DELLA | 048-TL-W6KW | 6000 | Window | No | Yes | None | 12.1 | 2021-01-06 | 2021-01-07 | Yes | 8000 | 6000 | No Yes None 8000 6000 | 2 | #N/A | 12.1 | #N/A | #N/A | #N/A | #N/A | #N/A | #N/A | #N/A | #N/A | #N/A | #N/A | #N/A | #N/A | #N/A | #N/A | #N/A | #N/A
DELLA | 048-TL-WAC6K32 | 6000 | Window | No | Yes | None | 12.1 | 2021-01-06 | 2021-01-07 | No | 8000 | 6000 | No Yes None 8000 6000 | 2 | #N/A | 12.1 | #N/A | #N/A | #N/A | #N/A | #N/A | #N/A | #N/A | #N/A | #N/A | #N/A | #N/A | #N/A | #N/A | #N/A | #N/A | #N/A
DENALI AIRE | 1DAC6K | 6000 | Window | No | Yes | None | 12.1 | 2019-12-20 | 2019-12-16 | Yes | 8000 | 6000 | No Yes None 8000 6000 | 2 | #N/A | 12.1 | #N/A | #N/A | #N/A | #N/A | #N/A | #N/A | #N/A | #N/A | #N/A | #N/A | #N/A | #N/A | #N/A | #N/A | #N/A | #N/A
Emerson Quiet Kool | EARC6RE1 | 6000 | Window | No | Yes | None | 12.1 | 2020-02-25 | 2020-02-25 | Yes | 8000 | 6000 | No Yes None 8000 6000 | 2 | #N/A | 12.1 | #N/A | #N/A | #N/A | #N/A | #N/A | #N/A | #N/A | #N/A | #N/A | #N/A | #N/A | #N/A | #N/A | #N/A | #N/A | #N/A
Emerson Quiet Kool | EARC6RE1H | 6000 | Window | No | Yes | None | 12.1 | 2021-08-18 | 2021-08-26 | No | 8000 | 6000 | No Yes None 8000 6000 | 2 | #N/A | 12.1 | #N/A | #N/A | #N/A | #N/A | #N/A | #N/A | #N/A | #N/A | #N/A | #N/A | #N/A | #N/A | #N/A | #N/A | #N/A | #N/A
Emerson Quiet Kool | EARC6RSE1H | 6000 | Window | No | Yes | None | 12.1 | 2021-08-18 | 2021-08-26 | No | 8000 | 6000 | No Yes None 8000 6000 | 2 | #N/A | 12.1 | #N/A | #N/A | #N/A | #N/A | #N/A | #N/A | #N/A | #N/A | #N/A | #N/A | #N/A | #N/A | #N/A | #N/A | #N/A | #N/A
Emerson Quiet Kool | EBRC6RE1H | 6000 | Window | No | Yes | None | 12.1 | 2021-08-18 | 2021-08-26 | No | 8000 | 6000 | No Yes None 8000 6000 | 2 | #N/A | 12.1 | #N/A | #N/A | #N/A | #N/A | #N/A | #N/A | #N/A | #N/A | #N/A | #N/A | #N/A | #N/A | #N/A | #N/A | #N/A | #N/A
Emerson Quiet Kool | EBRC6RSE1H | 6000 | Window | No | Yes | None | 12.1 | 2021-08-18 | 2021-08-26 | No | 8000 | 6000 | No Yes None 8000 6000 | 2 | #N/A | 12.1 | #N/A | #N/A | #N/A | #N/A | #N/A | #N/A | #N/A | #N/A | #N/A | #N/A | #N/A | #N/A | #N/A | #N/A | #N/A | #N/A
Emerson Quiet Kool | E*RC6RE1 | 6000 | Window | No | Yes | None | 12.1 | 2017-03-27 | 2017-03-27 | No | 8000 | 6000 | No Yes None 8000 6000 | 2 | #N/A | 12.1 | #N/A | #N/A | #N/A | #N/A | #N/A | #N/A | #N/A | #N/A | #N/A | #N/A | #N/A | #N/A | #N/A | #N/A | #N/A | #N/A
Emerson Quiet Kool | E*RC6RE1T | 6000 | Window | No | Yes | None | 12.1 | 2021-06-05 | 2021-06-12 | No | 8000 | 6000 | No Yes None 8000 6000 | 2 | #N/A | 12.1 | #N/A | #N/A | #N/A | #N/A | #N/A | #N/A | #N/A | #N/A | #N/A | #N/A | #N/A | #N/A | #N/A | #N/A | #N/A | #N/A
Emerson Quiet Kool | E*RC6RSE1 | 6000 | Window | No | Yes | None | 12.1 | 2019-05-23 | 2019-05-28 | No | 8000 | 6000 | No Yes None 8000 6000 | 2 | #N/A | 12.1 | #N/A | #N/A | #N/A | #N/A | #N/A | #N/A | #N/A | #N/A | #N/A | #N/A | #N/A | #N/A | #N/A | #N/A | #N/A | #N/A
Emerson Quiet Kool | E*RC6RSE1T | 6000 | Window | No | Yes | None | 12.1 | 2021-06-05 | 2021-06-12 | No | 8000 | 6000 | No Yes None 8000 6000 | 2 | #N/A | 12.1 | #N/A | #N/A | #N/A | #N/A | #N/A | #N/A | #N/A | #N/A | #N/A | #N/A | #N/A | #N/A | #N/A | #N/A | #N/A | #N/A
FREO | FHCW061ABE | 6000 | Window | No | Yes | None | 12.1 | 2020-06-01 | 2020-06-02 | Yes | 8000 | 6000 | No Yes None 8000 6000 | 2 | #N/A | 12.1 | #N/A | #N/A | #N/A | #N/A | #N/A | #N/A | #N/A | #N/A | #N/A | #N/A | #N/A | #N/A | #N/A | #N/A | #N/A | #N/A
FREO | FHCW061AUQ | 6000 | Window | No | Yes | None | 12.1 | 2020-06-01 | 2020-06-02 | No | 8000 | 6000 | No Yes None 8000 6000 | 2 | #N/A | 12.1 | #N/A | #N/A | #N/A | #N/A | #N/A | #N/A | #N/A | #N/A | #N/A | #N/A | #N/A | #N/A | #N/A | #N/A | #N/A | #N/A
Friedrich | CCF06A10A | 6000 | Window | No | Yes | None | 12.1 | 2019-05-23 | 2019-05-28 | Yes | 8000 | 6000 | No Yes None 8000 6000 | 2 | #N/A | 12.1 | #N/A | #N/A | #N/A | #N/A | #N/A | #N/A | #N/A | #N/A | #N/A | #N/A | #N/A | #N/A | #N/A | #N/A | #N/A | #N/A
Friedrich | CCF06B10A | 6000 | Window | No | Yes | None | 12.1 | 2022-02-09 | 2022-02-14 | No | 8000 | 6000 | No Yes None 8000 6000 | 2 | #N/A | 12.1 | #N/A | #N/A | #N/A | #N/A | #N/A | #N/A | #N/A | #N/A | #N/A | #N/A | #N/A | #N/A | #N/A | #N/A | #N/A | #N/A
Friedrich | CCW06B10A | 6000 | Window | No | Yes | None | 12.1 | 2020-08-20 | 2020-08-25 | No | 8000 | 6000 | No Yes None 8000 6000 | 2 | #N/A | 12.1 | #N/A | #N/A | #N/A | #N/A | #N/A | #N/A | #N/A | #N/A | #N/A | #N/A | #N/A | #N/A | #N/A | #N/A | #N/A | #N/A
Friedrich | CCW06B10B | 6000 | Window | No | Yes | None | 12.1 | 2021-03-12 | 2021-03-12 | No | 8000 | 6000 | No Yes None 8000 6000 | 2 | #N/A | 12.1 | #N/A | #N/A | #N/A | #N/A | #N/A | #N/A | #N/A | #N/A | #N/A | #N/A | #N/A | #N/A | #N/A | #N/A | #N/A | #N/A
Friedrich | KCQ06A10A | 6000 | Window | No | Yes | None | 12.1 | 2019-03-15 | 2019-03-22 | No | 8000 | 6000 | No Yes None 8000 6000 | 2 | #N/A | 12.1 | #N/A | #N/A | #N/A | #N/A | #N/A | #N/A | #N/A | #N/A | #N/A | #N/A | #N/A | #N/A | #N/A | #N/A | #N/A | #N/A
Frigidaire Gallery | GHWW063WB1 | 6000 | Window | No | Yes | None | 12.1 | 2019-11-19 | 2019-10-07 | Yes | 8000 | 6000 | No Yes None 8000 6000 | 2 | #N/A | 12.1 | #N/A | #N/A | #N/A | #N/A | #N/A | #N/A | #N/A | #N/A | #N/A | #N/A | #N/A | #N/A | #N/A | #N/A | #N/A | #N/A
Frigidaire | FFRE0633U1E | 6000 | Window | No | Yes | None | 12.1 | 2017-11-15 | 2017-11-24 | Yes | 8000 | 6000 | No Yes None 8000 6000 | 2 | #N/A | 12.1 | #N/A | #N/A | #N/A | #N/A | #N/A | #N/A | #N/A | #N/A | #N/A | #N/A | #N/A | #N/A | #N/A | #N/A | #N/A | #N/A
Frigidaire | FFRE063WA1 | 6000 | Window | No | Yes | None | 12.1 | 2018-10-25 | 2018-09-30 | No | 8000 | 6000 | No Yes None 8000 6000 | 2 | #N/A | 12.1 | #N/A | #N/A | #N/A | #N/A | #N/A | #N/A | #N/A | #N/A | #N/A | #N/A | #N/A | #N/A | #N/A | #N/A | #N/A | #N/A
Frigidaire | FFRE063WAE | 6000 | Window | No | Yes | None | 12.1 | 2018-10-25 | 2018-09-30 | No | 8000 | 6000 | No Yes None 8000 6000 | 2 | #N/A | 12.1 | #N/A | #N/A | #N/A | #N/A | #N/A | #N/A | #N/A | #N/A | #N/A | #N/A | #N/A | #N/A | #N/A | #N/A | #N/A | #N/A
Frigidaire | FFRE063ZA1 | 6000 | Window | No | Yes | None | 12.1 | 2019-11-15 | 2019-10-30 | No | 8000 | 6000 | No Yes None 8000 6000 | 2 | #N/A | 12.1 | #N/A | #N/A | #N/A | #N/A | #N/A | #N/A | #N/A | #N/A | #N/A | #N/A | #N/A | #N/A | #N/A | #N/A | #N/A | #N/A
Frigidaire | FGRC0644U1 | 6000 | Window | No | Yes | None | 12.1 | 2017-10-15 | 2017-10-23 | No | 8000 | 6000 | No Yes None 8000 6000 | 2 | #N/A | 12.1 | #N/A | #N/A | #N/A | #N/A | #N/A | #N/A | #N/A | #N/A | #N/A | #N/A | #N/A | #N/A | #N/A | #N/A | #N/A | #N/A
Frigidaire | FGRC064WA1 | 6000 | Window | No | Yes | None | 12.1 | 2019-01-01 | 2018-11-30 | No | 8000 | 6000 | No Yes None 8000 6000 | 2 | #N/A | 12.1 | #N/A | #N/A | #N/A | #N/A | #N/A | #N/A | #N/A | #N/A | #N/A | #N/A | #N/A | #N/A | #N/A | #N/A | #N/A | #N/A
Frigidaire | FGRC064WAE | 6000 | Window | No | Yes | None | 12.1 | 2019-01-01 | 2018-11-30 | No | 8000 | 6000 | No Yes None 8000 6000 | 2 | #N/A | 12.1 | #N/A | #N/A | #N/A | #N/A | #N/A | #N/A | #N/A | #N/A | #N/A | #N/A | #N/A | #N/A | #N/A | #N/A | #N/A | #N/A
Frigidaire | FGRQ0633T1 | 6000 | Window | No | Yes | None | 12.1 | 2017-09-06 | 2017-09-06 | No | 8000 | 6000 | No Yes None 8000 6000 | 2 | #N/A | 12.1 | #N/A | #N/A | #N/A | #N/A | #N/A | #N/A | #N/A | #N/A | #N/A | #N/A | #N/A | #N/A | #N/A | #N/A | #N/A | #N/A
Frigidaire | FGRQ063WAE | 6000 | Window | No | Yes | None | 12.1 | 2018-12-15 | 2018-12-24 | No | 8000 | 6000 | No Yes None 8000 6000 | 2 | #N/A | 12.1 | #N/A | #N/A | #N/A | #N/A | #N/A | #N/A | #N/A | #N/A | #N/A | #N/A | #N/A | #N/A | #N/A | #N/A | #N/A | #N/A
Frigidaire | FGRQ06L3T1 | 6000 | Window | No | Yes | None | 12.1 | 2016-11-22 | 2016-11-24 | No | 8000 | 6000 | No Yes None 8000 6000 | 2 | #N/A | 12.1 | #N/A | #N/A | #N/A | #N/A | #N/A | #N/A | #N/A | #N/A | #N/A | #N/A | #N/A | #N/A | #N/A | #N/A | #N/A | #N/A
Frigidaire | FHWW063WB1 | 6000 | Window | No | Yes | None | 12.1 | 2019-10-01 | 2019-09-26 | No | 8000 | 6000 | No Yes None 8000 6000 | 2 | #N/A | 12.1 | #N/A | #N/A | #N/A | #N/A | #N/A | #N/A | #N/A | #N/A | #N/A | #N/A | #N/A | #N/A | #N/A | #N/A | #N/A | #N/A
Frigidaire | FHWW063WBE | 6000 | Window | No | Yes | None | 12.1 | 2019-10-01 | 2019-09-26 | No | 8000 | 6000 | No Yes None 8000 6000 | 2 | #N/A | 12.1 | #N/A | #N/A | #N/A | #N/A | #N/A | #N/A | #N/A | #N/A | #N/A | #N/A | #N/A | #N/A | #N/A | #N/A | #N/A | #N/A
Garrison | 2498533 | 6000 | Window | No | Yes | None | 12.1 | 2016-03-01 | 2016-03-10 | Yes | 8000 | 6000 | No Yes None 8000 6000 | 2 | #N/A | 12.1 | #N/A | #N/A | #N/A | #N/A | #N/A | #N/A | #N/A | #N/A | #N/A | #N/A | #N/A | #N/A | #N/A | #N/A | #N/A | #N/A
GE | ATM06LZ*# | 6000 | Window | No | Yes | None | 12.1 | 2019-12-04 | 2019-12-10 | Yes | 8000 | 6000 | No Yes None 8000 6000 | 2 | #N/A | 12.1 | #N/A | #N/A | #N/A | #N/A | #N/A | #N/A | #N/A | #N/A | #N/A | #N/A | #N/A | #N/A | #N/A | #N/A | #N/A | #N/A
GENUINE COMFORT | GCWNDW-06CRN8-BCL1 | 6000 | Window | No | Yes | None | 12.1 | 2021-07-21 | 2021-07-21 | Yes | 8000 | 6000 | No Yes None 8000 6000 | 2 | #N/A | 12.1 | #N/A | #N/A | #N/A | #N/A | #N/A | #N/A | #N/A | #N/A | #N/A | #N/A | #N/A | #N/A | #N/A | #N/A | #N/A | #N/A
GREE | GJC06BK-A6NRNC5B | 6000 | Window | No | Yes | None | 12.1 | 2021-11-22 | 2021-11-22 | Yes | 8000 | 6000 | No Yes None 8000 6000 | 2 | #N/A | 12.1 | #N/A | #N/A | #N/A | #N/A | #N/A | #N/A | #N/A | #N/A | #N/A | #N/A | #N/A | #N/A | #N/A | #N/A | #N/A | #N/A
GREE | GJC06BK-A6NRNH2A | 6000 | Window | No | Yes | None | 12.1 | 2018-11-01 | 2018-10-17 | No | 8000 | 6000 | No Yes None 8000 6000 | 2 | #N/A | 12.1 | #N/A | #N/A | #N/A | #N/A | #N/A | #N/A | #N/A | #N/A | #N/A | #N/A | #N/A | #N/A | #N/A | #N/A | #N/A | #N/A
GREE | GJC06BK-A6NRNH2D | 6000 | Window | No | Yes | None | 12.1 | 2019-11-15 | 2019-10-30 | No | 8000 | 6000 | No Yes None 8000 6000 | 2 | #N/A | 12.1 | #N/A | #N/A | #N/A | #N/A | #N/A | #N/A | #N/A | #N/A | #N/A | #N/A | #N/A | #N/A | #N/A | #N/A | #N/A | #N/A
GREE | GWA06BTE | 6000 | Window | No | Yes | None | 12.1 | 2021-08-01 | 2021-08-10 | No | 8000 | 6000 | No Yes None 8000 6000 | 2 | #N/A | 12.1 | #N/A | #N/A | #N/A | #N/A | #N/A | #N/A | #N/A | #N/A | #N/A | #N/A | #N/A | #N/A | #N/A | #N/A | #N/A | #N/A
Hisense | AW-06CR1RVGUE15 | 6000 | Window | No | Yes | None | 12.1 | 2021-08-17 | 2021-08-17 | Yes | 8000 | 6000 | No Yes None 8000 6000 | 2 | #N/A | 12.1 | #N/A | #N/A | #N/A | #N/A | #N/A | #N/A | #N/A | #N/A | #N/A | #N/A | #N/A | #N/A | #N/A | #N/A | #N/A | #N/A
Hisense | AW-06CW1RVGUE10 | 6000 | Window | No | Yes | None | 12.1 | 2021-08-18 | 2021-08-25 | No | 8000 | 6000 | No Yes None 8000 6000 | 2 | #N/A | 12.1 | #N/A | #N/A | #N/A | #N/A | #N/A | #N/A | #N/A | #N/A | #N/A | #N/A | #N/A | #N/A | #N/A | #N/A | #N/A | #N/A
hOme | HME030524N | 6000 | Window | No | Yes | None | 12.1 | 2020-12-01 | 2020-12-16 | Yes | 8000 | 6000 | No Yes None 8000 6000 | 2 | #N/A | 12.1 | #N/A | #N/A | #N/A | #N/A | #N/A | #N/A | #N/A | #N/A | #N/A | #N/A | #N/A | #N/A | #N/A | #N/A | #N/A | #N/A
Homepointe | MWHUK-06CRN8-BCL1 | 6000 | Window | No | Yes | None | 12.1 | 2019-02-01 | 2019-01-09 | Yes | 8000 | 6000 | No Yes None 8000 6000 | 2 | #N/A | 12.1 | #N/A | #N/A | #N/A | #N/A | #N/A | #N/A | #N/A | #N/A | #N/A | #N/A | #N/A | #N/A | #N/A | #N/A | #N/A | #N/A
Homepointe | MWHUK-06CRN8-BCL1 | 6000 | Window | No | Yes | None | 12.1 | 2019-11-01 | 2019-10-16 | No | 8000 | 6000 | No Yes None 8000 6000 | 2 | #N/A | 12.1 | #N/A | #N/A | #N/A | #N/A | #N/A | #N/A | #N/A | #N/A | #N/A | #N/A | #N/A | #N/A | #N/A | #N/A | #N/A | #N/A
Honeywell | HAC6 | 6000 | Window | No | Yes | None | 12.1 | 2022-04-07 | 2022-04-07 | Yes | 8000 | 6000 | No Yes None 8000 6000 | 2 | #N/A | 12.1 | #N/A | #N/A | #N/A | #N/A | #N/A | #N/A | #N/A | #N/A | #N/A | #N/A | #N/A | #N/A | #N/A | #N/A | #N/A | #N/A
Honeywell | HAC6-B | 6000 | Window | No | Yes | None | 12.1 | 2022-04-07 | 2022-04-07 | No | 8000 | 6000 | No Yes None 8000 6000 | 2 | #N/A | 12.1 | #N/A | #N/A | #N/A | #N/A | #N/A | #N/A | #N/A | #N/A | #N/A | #N/A | #N/A | #N/A | #N/A | #N/A | #N/A | #N/A
IMPECCA | IWA06-KS30 | 6000 | Window | No | Yes | None | 12.1 | 2017-03-27 | 2017-03-27 | Yes | 8000 | 6000 | No Yes None 8000 6000 | 2 | #N/A | 12.1 | #N/A | #N/A | #N/A | #N/A | #N/A | #N/A | #N/A | #N/A | #N/A | #N/A | #N/A | #N/A | #N/A | #N/A | #N/A | #N/A
IMPECCA | IWA06-KS30 | 6000 | Window | No | Yes | None | 12.1 | 2019-05-01 | 2019-03-07 | No | 8000 | 6000 | No Yes None 8000 6000 | 2 | #N/A | 12.1 | #N/A | #N/A | #N/A | #N/A | #N/A | #N/A | #N/A | #N/A | #N/A | #N/A | #N/A | #N/A | #N/A | #N/A | #N/A | #N/A
Insignia | NS-AC6WWH0 | 6000 | Window | No | Yes | None | 12.1 | 2019-01-10 | 2019-01-10 | Yes | 8000 | 6000 | No Yes None 8000 6000 | 2 | #N/A | 12.1 | #N/A | #N/A | #N/A | #N/A | #N/A | #N/A | #N/A | #N/A | #N/A | #N/A | #N/A | #N/A | #N/A | #N/A | #N/A | #N/A
Insignia | NS-AC6WWH0-C | 6000 | Window | No | Yes | None | 12.1 | 2019-01-10 | 2019-01-10 | No | 8000 | 6000 | No Yes None 8000 6000 | 2 | #N/A | 12.1 | #N/A | #N/A | #N/A | #N/A | #N/A | #N/A | #N/A | #N/A | #N/A | #N/A | #N/A | #N/A | #N/A | #N/A | #N/A | #N/A
KANIONco | KW-06R32CSL | 6000 | Window | No | Yes | None | 12.1 | 2021-04-21 | 2021-04-21 | Yes | 8000 | 6000 | No Yes None 8000 6000 | 2 | #N/A | 12.1 | #N/A | #N/A | #N/A | #N/A | #N/A | #N/A | #N/A | #N/A | #N/A | #N/A | #N/A | #N/A | #N/A | #N/A | #N/A | #N/A
Kenmore | 861.10057 | 6000 | Window | No | Yes | None | 12.1 | 2016-02-01 | 2016-02-01 | Yes | 8000 | 6000 | No Yes None 8000 6000 | 2 | #N/A | 12.1 | #N/A | #N/A | #N/A | #N/A | #N/A | #N/A | #N/A | #N/A | #N/A | #N/A | #N/A | #N/A | #N/A | #N/A | #N/A | #N/A
Keystone | KSTAW06C | 6000 | Window | No | Yes | None | 12.1 | 2016-04-10 | 2016-04-12 | Yes | 8000 | 6000 | No Yes None 8000 6000 | 2 | #N/A | 12.1 | #N/A | #N/A | #N/A | #N/A | #N/A | #N/A | #N/A | #N/A | #N/A | #N/A | #N/A | #N/A | #N/A | #N/A | #N/A | #N/A
Koolking | KWH061CE1A | 6000 | Window | No | Yes | None | 12.1 | 2018-10-25 | 2018-09-30 | Yes | 8000 | 6000 | No Yes None 8000 6000 | 2 | #N/A | 12.1 | #N/A | #N/A | #N/A | #N/A | #N/A | #N/A | #N/A | #N/A | #N/A | #N/A | #N/A | #N/A | #N/A | #N/A | #N/A | #N/A
Koolking | MWECK-06CRN1-BCL1 | 6000 | Window | No | Yes | None | 12.1 | 2015-12-15 | 2015-12-23 | No | 8000 | 6000 | No Yes None 8000 6000 | 2 | #N/A | 12.1 | #N/A | #N/A | #N/A | #N/A | #N/A | #N/A | #N/A | #N/A | #N/A | #N/A | #N/A | #N/A | #N/A | #N/A | #N/A | #N/A
Koolking | MWFUK-06CRN1-BCL1 | 6000 | Window | No | Yes | None | 12.1 | 2016-12-02 | 2016-12-06 | No | 8000 | 6000 | No Yes None 8000 6000 | 2 | #N/A | 12.1 | #N/A | #N/A | #N/A | #N/A | #N/A | #N/A | #N/A | #N/A | #N/A | #N/A | #N/A | #N/A | #N/A | #N/A | #N/A | #N/A
Mastercraft | MCRAC6KEWM | 6000 | Window | No | Yes | None | 12.1 | 2017-12-15 | 2017-12-25 | Yes | 8000 | 6000 | No Yes None 8000 6000 | 2 | #N/A | 12.1 | #N/A | #N/A | #N/A | #N/A | #N/A | #N/A | #N/A | #N/A | #N/A | #N/A | #N/A | #N/A | #N/A | #N/A | #N/A | #N/A
Mastercraft | MCRAC6KEWM1 | 6000 | Window | No | Yes | None | 12.1 | 2018-11-11 | 2018-09-30 | No | 8000 | 6000 | No Yes None 8000 6000 | 2 | #N/A | 12.1 | #N/A | #N/A | #N/A | #N/A | #N/A | #N/A | #N/A | #N/A | #N/A | #N/A | #N/A | #N/A | #N/A | #N/A | #N/A | #N/A
Midea | MAW06R1BWT | 6000 | Window | No | Yes | None | 12.1 | 2019-03-01 | 2019-03-07 | Yes | 8000 | 6000 | No Yes None 8000 6000 | 2 | #N/A | 12.1 | #N/A | #N/A | #N/A | #N/A | #N/A | #N/A | #N/A | #N/A | #N/A | #N/A | #N/A | #N/A | #N/A | #N/A | #N/A | #N/A
Midea | MAW06R1YWT | 6000 | Window | No | Yes | None | 12.1 | 2018-12-15 | 2018-12-24 | No | 8000 | 6000 | No Yes None 8000 6000 | 2 | #N/A | 12.1 | #N/A | #N/A | #N/A | #N/A | #N/A | #N/A | #N/A | #N/A | #N/A | #N/A | #N/A | #N/A | #N/A | #N/A | #N/A | #N/A
Midea | MAW06R1YWT-E | 6000 | Window | No | Yes | None | 12.1 | 2018-12-15 | 2018-12-24 | No | 8000 | 6000 | No Yes None 8000 6000 | 2 | #N/A | 12.1 | #N/A | #N/A | #N/A | #N/A | #N/A | #N/A | #N/A | #N/A | #N/A | #N/A | #N/A | #N/A | #N/A | #N/A | #N/A | #N/A
Midea | MWA06CR71 | 6000 | Window | No | Yes | None | 12.1 | 2018-01-15 | 2018-01-30 | No | 8000 | 6000 | No Yes None 8000 6000 | 2 | #N/A | 12.1 | #N/A | #N/A | #N/A | #N/A | #N/A | #N/A | #N/A | #N/A | #N/A | #N/A | #N/A | #N/A | #N/A | #N/A | #N/A | #N/A
Midea | MWA06CR71-A | 6000 | Window | No | Yes | None | 12.1 | 2017-08-09 | 2017-08-09 | No | 8000 | 6000 | No Yes None 8000 6000 | 2 | #N/A | 12.1 | #N/A | #N/A | #N/A | #N/A | #N/A | #N/A | #N/A | #N/A | #N/A | #N/A | #N/A | #N/A | #N/A | #N/A | #N/A | #N/A
Midea | MWA06CR71-E | 6000 | Window | No | Yes | None | 12.1 | 2017-08-09 | 2017-08-09 | No | 8000 | 6000 | No Yes None 8000 6000 | 2 | #N/A | 12.1 | #N/A | #N/A | #N/A | #N/A | #N/A | #N/A | #N/A | #N/A | #N/A | #N/A | #N/A | #N/A | #N/A | #N/A | #N/A | #N/A
Midea | MWFUK-06CRN1-BCL1 | 6000 | Window | No | Yes | None | 12.1 | 2016-12-01 | 2016-12-16 | No | 8000 | 6000 | No Yes None 8000 6000 | 2 | #N/A | 12.1 | #N/A | #N/A | #N/A | #N/A | #N/A | #N/A | #N/A | #N/A | #N/A | #N/A | #N/A | #N/A | #N/A | #N/A | #N/A | #N/A
Midea | MWHUK-06CRN8-BCL1 | 6000 | Window | No | Yes | None | 12.1 | 2018-10-01 | 2018-09-30 | No | 8000 | 6000 | No Yes None 8000 6000 | 2 | #N/A | 12.1 | #N/A | #N/A | #N/A | #N/A | #N/A | #N/A | #N/A | #N/A | #N/A | #N/A | #N/A | #N/A | #N/A | #N/A | #N/A | #N/A
Midea | MWHUKB11-06CRN8-BCL1 | 6000 | Window | No | Yes | None | 12.1 | 2019-01-01 | 2018-11-08 | No | 8000 | 6000 | No Yes None 8000 6000 | 2 | #N/A | 12.1 | #N/A | #N/A | #N/A | #N/A | #N/A | #N/A | #N/A | #N/A | #N/A | #N/A | #N/A | #N/A | #N/A | #N/A | #N/A | #N/A
Midea | MWHUQ-06CRN8-BCL1 | 6000 | Window | No | Yes | None | 12.1 | 2018-12-15 | 2018-12-24 | No | 8000 | 6000 | No Yes None 8000 6000 | 2 | #N/A | 12.1 | #N/A | #N/A | #N/A | #N/A | #N/A | #N/A | #N/A | #N/A | #N/A | #N/A | #N/A | #N/A | #N/A | #N/A | #N/A | #N/A
MobilComfort | MCSD-06 | 6000 | Window | No | Yes | None | 12.1 | 2021-02-02 | 2020-06-18 | Yes | 8000 | 6000 | No Yes None 8000 6000 | 2 | #N/A | 12.1 | #N/A | #N/A | #N/A | #N/A | #N/A | #N/A | #N/A | #N/A | #N/A | #N/A | #N/A | #N/A | #N/A | #N/A | #N/A | #N/A
NEPO | WS3-06E-201 | 6000 | Window | No | Yes | None | 12.1 | 2020-01-17 | 2020-06-18 | Yes | 8000 | 6000 | No Yes None 8000 6000 | 2 | #N/A | 12.1 | #N/A | #N/A | #N/A | #N/A | #N/A | #N/A | #N/A | #N/A | #N/A | #N/A | #N/A | #N/A | #N/A | #N/A | #N/A | #N/A
NEPO | WS3-06EW-201 | 6000 | Window | No | Yes | None | 12.1 | 2020-08-06 | 2020-08-18 | No | 8000 | 6000 | No Yes None 8000 6000 | 2 | #N/A | 12.1 | #N/A | #N/A | #N/A | #N/A | #N/A | #N/A | #N/A | #N/A | #N/A | #N/A | #N/A | #N/A | #N/A | #N/A | #N/A | #N/A
Noma | 043-5238-4 | 6000 | Window | No | Yes | None | 12.1 | 2018-11-01 | 2018-11-08 | Yes | 8000 | 6000 | No Yes None 8000 6000 | 2 | #N/A | 12.1 | #N/A | #N/A | #N/A | #N/A | #N/A | #N/A | #N/A | #N/A | #N/A | #N/A | #N/A | #N/A | #N/A | #N/A | #N/A | #N/A
Noma | 043-8609-4 | 6000 | Window | No | Yes | None | 12.1 | 2021-11-15 | 2021-11-26 | No | 8000 | 6000 | No Yes None 8000 6000 | 2 | #N/A | 12.1 | #N/A | #N/A | #N/A | #N/A | #N/A | #N/A | #N/A | #N/A | #N/A | #N/A | #N/A | #N/A | #N/A | #N/A | #N/A | #N/A
Norpole | NPRAC6KEWMZ | 6000 | Window | No | Yes | None | 12.1 | 2017-12-15 | 2017-12-25 | Yes | 8000 | 6000 | No Yes None 8000 6000 | 2 | #N/A | 12.1 | #N/A | #N/A | #N/A | #N/A | #N/A | #N/A | #N/A | #N/A | #N/A | #N/A | #N/A | #N/A | #N/A | #N/A | #N/A | #N/A
Norpole | NPRAC6KEWMZ1 | 6000 | Window | No | Yes | None | 12.1 | 2018-11-21 | 2018-09-30 | No | 8000 | 6000 | No Yes None 8000 6000 | 2 | #N/A | 12.1 | #N/A | #N/A | #N/A | #N/A | #N/A | #N/A | #N/A | #N/A | #N/A | #N/A | #N/A | #N/A | #N/A | #N/A | #N/A | #N/A
OSLO | OSHB-06 | 6000 | Window | No | Yes | None | 12.1 | 2021-02-02 | 2020-06-18 | Yes | 8000 | 6000 | No Yes None 8000 6000 | 2 | #N/A | 12.1 | #N/A | #N/A | #N/A | #N/A | #N/A | #N/A | #N/A | #N/A | #N/A | #N/A | #N/A | #N/A | #N/A | #N/A | #N/A | #N/A
PELONIS | PAW06R1BWT | 6000 | Window | No | Yes | None | 12.1 | 2021-03-02 | 2021-03-02 | Yes | 8000 | 6000 | No Yes None 8000 6000 | 2 | #N/A | 12.1 | #N/A | #N/A | #N/A | #N/A | #N/A | #N/A | #N/A | #N/A | #N/A | #N/A | #N/A | #N/A | #N/A | #N/A | #N/A | #N/A
Perfect aire | 1PAQ6000 | 6000 | Window | No | Yes | None | 12.1 | 2020-01-14 | 2020-01-14 | Yes | 8000 | 6000 | No Yes None 8000 6000 | 2 | #N/A | 12.1 | #N/A | #N/A | #N/A | #N/A | #N/A | #N/A | #N/A | #N/A | #N/A | #N/A | #N/A | #N/A | #N/A | #N/A | #N/A | #N/A
Perfect aire | 4PAC6000 | 6000 | Window | No | Yes | None | 12.1 | 2015-12-15 | 2015-12-23 | No | 8000 | 6000 | No Yes None 8000 6000 | 2 | #N/A | 12.1 | #N/A | #N/A | #N/A | #N/A | #N/A | #N/A | #N/A | #N/A | #N/A | #N/A | #N/A | #N/A | #N/A | #N/A | #N/A | #N/A
Perfect aire | 5PAC6000 | 6000 | Window | No | Yes | None | 12.1 | 2018-11-01 | 2018-11-08 | No | 8000 | 6000 | No Yes None 8000 6000 | 2 | #N/A | 12.1 | #N/A | #N/A | #N/A | #N/A | #N/A | #N/A | #N/A | #N/A | #N/A | #N/A | #N/A | #N/A | #N/A | #N/A | #N/A | #N/A
Polar Wind | MWEUK-06CRN1-BCL1 | 6000 | Window | No | Yes | None | 12.1 | 2015-12-15 | 2015-12-20 | Yes | 8000 | 6000 | No Yes None 8000 6000 | 2 | #N/A | 12.1 | #N/A | #N/A | #N/A | #N/A | #N/A | #N/A | #N/A | #N/A | #N/A | #N/A | #N/A | #N/A | #N/A | #N/A | #N/A | #N/A
Polar Wind | MWFUK-06CRN1-BCL1 | 6000 | Window | No | Yes | None | 12.1 | 2016-11-01 | 2016-11-10 | No | 8000 | 6000 | No Yes None 8000 6000 | 2 | #N/A | 12.1 | #N/A | #N/A | #N/A | #N/A | #N/A | #N/A | #N/A | #N/A | #N/A | #N/A | #N/A | #N/A | #N/A | #N/A | #N/A | #N/A
Polar Wind | MWHUK-06CRN8-BCL1 | 6000 | Window | No | Yes | None | 12.1 | 2019-11-01 | 2019-10-16 | No | 8000 | 6000 | No Yes None 8000 6000 | 2 | #N/A | 12.1 | #N/A | #N/A | #N/A | #N/A | #N/A | #N/A | #N/A | #N/A | #N/A | #N/A | #N/A | #N/A | #N/A | #N/A | #N/A | #N/A
RCA | RACE6011-6COM | 6000 | Window | No | Yes | None | 12.1 | 2021-02-03 | 2021-02-09 | Yes | 8000 | 6000 | No Yes None 8000 6000 | 2 | #N/A | 12.1 | #N/A | #N/A | #N/A | #N/A | #N/A | #N/A | #N/A | #N/A | #N/A | #N/A | #N/A | #N/A | #N/A | #N/A | #N/A | #N/A
Sea Breeze | WA36YER | 6000 | Window | No | Yes | None | 12.1 | 2021-08-27 | 2021-08-27 | Yes | 8000 | 6000 | No Yes None 8000 6000 | 2 | #N/A | 12.1 | #N/A | #N/A | #N/A | #N/A | #N/A | #N/A | #N/A | #N/A | #N/A | #N/A | #N/A | #N/A | #N/A | #N/A | #N/A | #N/A
Sea Breeze | WA36YREX | 6000 | Window | No | Yes | None | 12.1 | 2022-04-07 | 2022-04-07 | No | 8000 | 6000 | No Yes None 8000 6000 | 2 | #N/A | 12.1 | #N/A | #N/A | #N/A | #N/A | #N/A | #N/A | #N/A | #N/A | #N/A | #N/A | #N/A | #N/A | #N/A | #N/A | #N/A | #N/A
Sea Breeze | WA46YRED | 6000 | Window | No | Yes | None | 12.1 | 2016-12-27 | 2016-12-27 | No | 8000 | 6000 | No Yes None 8000 6000 | 2 | #N/A | 12.1 | #N/A | #N/A | #N/A | #N/A | #N/A | #N/A | #N/A | #N/A | #N/A | #N/A | #N/A | #N/A | #N/A | #N/A | #N/A | #N/A
Seasons | SW06R1 | 6000 | Window | No | Yes | None | 12.1 | 2021-08-31 | 2021-08-31 | Yes | 8000 | 6000 | No Yes None 8000 6000 | 2 | #N/A | 12.1 | #N/A | #N/A | #N/A | #N/A | #N/A | #N/A | #N/A | #N/A | #N/A | #N/A | #N/A | #N/A | #N/A | #N/A | #N/A | #N/A
Soleusair | WS3-06E-201 | 6000 | Window | No | Yes | None | 12.1 | 2020-05-20 | 2020-06-29 | Yes | 8000 | 6000 | No Yes None 8000 6000 | 2 | #N/A | 12.1 | #N/A | #N/A | #N/A | #N/A | #N/A | #N/A | #N/A | #N/A | #N/A | #N/A | #N/A | #N/A | #N/A | #N/A | #N/A | #N/A
Soleusair | WS3-06EW-201 | 6000 | Window | No | Yes | None | 12.1 | 2020-08-06 | 2020-08-14 | No | 8000 | 6000 | No Yes None 8000 6000 | 2 | #N/A | 12.1 | #N/A | #N/A | #N/A | #N/A | #N/A | #N/A | #N/A | #N/A | #N/A | #N/A | #N/A | #N/A | #N/A | #N/A | #N/A | #N/A
Soleusair | WS4-06EW-201 | 6000 | Window | No | Yes | None | 12.1 | 2021-02-02 | 2020-08-14 | No | 8000 | 6000 | No Yes None 8000 6000 | 2 | #N/A | 12.1 | #N/A | #N/A | #N/A | #N/A | #N/A | #N/A | #N/A | #N/A | #N/A | #N/A | #N/A | #N/A | #N/A | #N/A | #N/A | #N/A
TCL | 6W3ER1 | 6000 | Window | No | Yes | None | 12.1 | 2020-05-15 | 2020-05-19 | Yes | 8000 | 6000 | No Yes None 8000 6000 | 2 | #N/A | 12.1 | #N/A | #N/A | #N/A | #N/A | #N/A | #N/A | #N/A | #N/A | #N/A | #N/A | #N/A | #N/A | #N/A | #N/A | #N/A | #N/A
TCL | KC-18/YXRD(E1/6)(00997) | 6000 | Window | No | Yes | None | 12.1 | 2021-03-10 | 2021-03-11 | No | 8000 | 6000 | No Yes None 8000 6000 | 2 | #N/A | 12.1 | #N/A | #N/A | #N/A | #N/A | #N/A | #N/A | #N/A | #N/A | #N/A | #N/A | #N/A | #N/A | #N/A | #N/A | #N/A | #N/A
Thermal Zone | WA46YRED | 6000 | Window | No | Yes | None | 12.1 | 2016-12-27 | 2016-12-27 | Yes | 8000 | 6000 | No Yes None 8000 6000 | 2 | #N/A | 12.1 | #N/A | #N/A | #N/A | #N/A | #N/A | #N/A | #N/A | #N/A | #N/A | #N/A | #N/A | #N/A | #N/A | #N/A | #N/A | #N/A
Truett Plus | TRAC6KWM1 | 6000 | Window | No | Yes | None | 12.1 | 2019-11-15 | 2019-11-07 | Yes | 8000 | 6000 | No Yes None 8000 6000 | 2 | #N/A | 12.1 | #N/A | #N/A | #N/A | #N/A | #N/A | #N/A | #N/A | #N/A | #N/A | #N/A | #N/A | #N/A | #N/A | #N/A | #N/A | #N/A
Westpointe | MWEUK-06CRN1-BCL1 | 6000 | Window | No | Yes | None | 12.1 | 2016-03-01 | 2016-03-07 | Yes | 8000 | 6000 | No Yes None 8000 6000 | 2 | #N/A | 12.1 | #N/A | #N/A | #N/A | #N/A | #N/A | #N/A | #N/A | #N/A | #N/A | #N/A | #N/A | #N/A | #N/A | #N/A | #N/A | #N/A
Whirlpool | WHAW061CW | 6000 | Window | No | Yes | None | 12.1 | 2020-10-28 | 2020-10-29 | Yes | 8000 | 6000 | No Yes None 8000 6000 | 2 | #N/A | 12.1 | #N/A | #N/A | #N/A | #N/A | #N/A | #N/A | #N/A | #N/A | #N/A | #N/A | #N/A | #N/A | #N/A | #N/A | #N/A | #N/A
WINIA | WWC8-C06RC40-X | 6000 | Window | No | Yes | None | 12.1 | 2020-11-25 | 2020-11-27 | Yes | 8000 | 6000 | No Yes None 8000 6000 | 2 | #N/A | 12.1 | #N/A | #N/A | #N/A | #N/A | #N/A | #N/A | #N/A | #N/A | #N/A | #N/A | #N/A | #N/A | #N/A | #N/A | #N/A | #N/A
GE | AEH06LX*# | 6050 | Window | No | Yes | None | 12.1 | 2016-01-01 | 2015-12-11 | Yes | 8000 | 6000 | No Yes None 8000 6000 | 2 | #N/A | 12.1 | #N/A | #N/A | #N/A | #N/A | #N/A | #N/A | #N/A | #N/A | #N/A | #N/A | #N/A | #N/A | #N/A | #N/A | #N/A | #N/A
Sea Breeze | 421-0100 | 6050 | Window | No | Yes | None | 12.1 | 2019-11-01 | 2019-11-14 | Yes | 8000 | 6000 | No Yes None 8000 6000 | 2 | #N/A | 12.1 | #N/A | #N/A | #N/A | #N/A | #N/A | #N/A | #N/A | #N/A | #N/A | #N/A | #N/A | #N/A | #N/A | #N/A | #N/A | #N/A
Cool-living | CL-RAC06EWIES-22 | 6100 | Window | No | Yes | None | 12.1 | 2021-12-07 | 2021-12-16 | Yes | 8000 | 6000 | No Yes None 8000 6000 | 2 | #N/A | 12.1 | #N/A | #N/A | #N/A | #N/A | #N/A | #N/A | #N/A | #N/A | #N/A | #N/A | #N/A | #N/A | #N/A | #N/A | #N/A | #N/A
HEMA | DS-06WAC | 6100 | Window | No | Yes | None | 12.1 | 2022-05-11 | 2022-05-12 | Yes | 8000 | 6000 | No Yes None 8000 6000 | 2 | #N/A | 12.1 | #N/A | #N/A | #N/A | #N/A | #N/A | #N/A | #N/A | #N/A | #N/A | #N/A | #N/A | #N/A | #N/A | #N/A | #N/A | #N/A
Norpole | NPRAC6KEWMZ2 | 6100 | Window | No | Yes | None | 12.1 | 2021-12-06 | 2021-12-14 | Yes | 8000 | 6000 | No Yes None 8000 6000 | 2 | #N/A | 12.1 | #N/A | #N/A | #N/A | #N/A | #N/A | #N/A | #N/A | #N/A | #N/A | #N/A | #N/A | #N/A | #N/A | #N/A | #N/A | #N/A
RCA | RACE6024-6COM | 6100 | Window | No | Yes | None | 12.1 | 2022-01-10 | 2022-01-11 | Yes | 8000 | 6000 | No Yes None 8000 6000 | 2 | #N/A | 12.1 | #N/A | #N/A | #N/A | #N/A | #N/A | #N/A | #N/A | #N/A | #N/A | #N/A | #N/A | #N/A | #N/A | #N/A | #N/A | #N/A
TCL | 6W3ER1-A | 6100 | Window | No | Yes | None | 12.1 | 2022-07-22 | 2022-07-25 | Yes | 8000 | 6000 | No Yes None 8000 6000 | 2 | #N/A | 12.1 | #N/A | #N/A | #N/A | #N/A | #N/A | #N/A | #N/A | #N/A | #N/A | #N/A | #N/A | #N/A | #N/A | #N/A | #N/A | #N/A
TCL | 6W9ER1-A | 6100 | Window | No | Yes | None | 12.1 | 2022-07-11 | 2022-07-14 | No | 8000 | 6000 | No Yes None 8000 6000 | 2 | #N/A | 12.1 | #N/A | #N/A | #N/A | #N/A | #N/A | #N/A | #N/A | #N/A | #N/A | #N/A | #N/A | #N/A | #N/A | #N/A | #N/A | #N/A
TCL | H6W25W-CA | 6100 | Window | No | Yes | None | 12.1 | 2022-07-11 | 2022-07-14 | No | 8000 | 6000 | No Yes None 8000 6000 | 2 | #N/A | 12.1 | #N/A | #N/A | #N/A | #N/A | #N/A | #N/A | #N/A | #N/A | #N/A | #N/A | #N/A | #N/A | #N/A | #N/A | #N/A | #N/A
TCL | TWC-06CRD1/L1U(ES) | 6100 | Window | No | Yes | None | 12.1 | 2021-11-30 | 2021-12-14 | No | 8000 | 6000 | No Yes None 8000 6000 | 2 | #N/A | 12.1 | #N/A | #N/A | #N/A | #N/A | #N/A | #N/A | #N/A | #N/A | #N/A | #N/A | #N/A | #N/A | #N/A | #N/A | #N/A | #N/A
GE | AHD06LX*# | 6150 | Window | No | Yes | None | 12.1 | 2018-01-01 | 2017-12-25 | Yes | 8000 | 6000 | No Yes None 8000 6000 | 2 | #N/A | 12.1 | #N/A | #N/A | #N/A | #N/A | #N/A | #N/A | #N/A | #N/A | #N/A | #N/A | #N/A | #N/A | #N/A | #N/A | #N/A | #N/A
GE | AHH06LW*# | 6150 | Window | No | Yes | None | 12.1 | 2016-12-16 | 2017-01-01 | No | 8000 | 6000 | No Yes None 8000 6000 | 2 | #N/A | 12.1 | #N/A | #N/A | #N/A | #N/A | #N/A | #N/A | #N/A | #N/A | #N/A | #N/A | #N/A | #N/A | #N/A | #N/A | #N/A | #N/A
Haier | QHM06LX*# | 6150 | Window | No | Yes | None | 12.1 | 2018-01-11 | 2017-01-01 | Yes | 8000 | 6000 | No Yes None 8000 6000 | 2 | #N/A | 12.1 | #N/A | #N/A | #N/A | #N/A | #N/A | #N/A | #N/A | #N/A | #N/A | #N/A | #N/A | #N/A | #N/A | #N/A | #N/A | #N/A
GE | AHD06LZ*# | 6200 | Window | No | Yes | None | 12.1 | 2019-10-22 | 2019-10-29 | Yes | 8000 | 6000 | No Yes None 8000 6000 | 2 | #N/A | 12.1 | #N/A | #N/A | #N/A | #N/A | #N/A | #N/A | #N/A | #N/A | #N/A | #N/A | #N/A | #N/A | #N/A | #N/A | #N/A | #N/A
Haier | ESAQ406TZ*# | 6200 | Window | No | Yes | None | 12.1 | 2019-10-22 | 2019-10-29 | Yes | 8000 | 6000 | No Yes None 8000 6000 | 2 | #N/A | 12.1 | #N/A | #N/A | #N/A | #N/A | #N/A | #N/A | #N/A | #N/A | #N/A | #N/A | #N/A | #N/A | #N/A | #N/A | #N/A | #N/A
TCL | 6W9E1 | 6300 | Window | No | Yes | None | 12.1 | 2022-07-11 | 2022-07-14 | Yes | 8000 | 6000 | No Yes None 8000 6000 | 2 | #N/A | 12.1 | #N/A | #N/A | #N/A | #N/A | #N/A | #N/A | #N/A | #N/A | #N/A | #N/A | #N/A | #N/A | #N/A | #N/A | #N/A | #N/A
Soleus Air | WM1-06E-** | 6400 | Window | No | Yes | None | 12.1 | 2017-01-20 | 2017-01-24 | Yes | 8000 | 6000 | No Yes None 8000 6000 | 2 | #N/A | 12.1 | #N/A | #N/A | #N/A | #N/A | #N/A | #N/A | #N/A | #N/A | #N/A | #N/A | #N/A | #N/A | #N/A | #N/A | #N/A | #N/A
LG | LW6019ER | 6000 | Window | No | Yes | None | 12.4 | 2018-11-16 | 2018-11-16 | Yes | 8000 | 6000 | No Yes None 8000 6000 | 2 | #N/A | 12.4 | #N/A | #N/A | #N/A | #N/A | #N/A | #N/A | #N/A | #N/A | #N/A | #N/A | #N/A | #N/A | #N/A | #N/A | #N/A | #N/A
Friedrich | KCS14A10A | 13600 | Window | No | Yes | None | 10.9 | 2019-03-15 | 2019-03-25 | Yes | 14000 | 11000 | No Yes None 14000 11000 | 3 | #N/A | #N/A | 10.9 | #N/A | #N/A | #N/A | #N/A | #N/A | #N/A | #N/A | #N/A | #N/A | #N/A | #N/A | #N/A | #N/A | #N/A | #N/A
Friedrich | KCQ10A10A | 9500 | Window | No | Yes | None | 10.9 | 2019-03-15 | 2019-03-25 | Yes | 11000 | 8000 | No Yes None 11000 8000 | 3 | #N/A | #N/A | 10.9 | #N/A | #N/A | #N/A | #N/A | #N/A | #N/A | #N/A | #N/A | #N/A | #N/A | #N/A | #N/A | #N/A | #N/A | #N/A
Comfort Aire | RADS-101R01 | 10000 | Window | No | Yes | None | 11.4 | 2021-11-13 | 2021-12-10 | Yes | 11000 | 8000 | No Yes None 11000 8000 | 3 | #N/A | #N/A | 11.4 | #N/A | #N/A | #N/A | #N/A | #N/A | #N/A | #N/A | #N/A | #N/A | #N/A | #N/A | #N/A | #N/A | #N/A | #N/A
GE | AHC10LY*# | 10000 | Window | No | Yes | None | 11.4 | 2018-10-26 | 2018-10-30 | Yes | 11000 | 8000 | No Yes None 11000 8000 | 3 | #N/A | #N/A | 11.4 | #N/A | #N/A | #N/A | #N/A | #N/A | #N/A | #N/A | #N/A | #N/A | #N/A | #N/A | #N/A | #N/A | #N/A | #N/A
GE | AHTK10AA*# | 10000 | Window | No | Yes | None | 11.4 | 2020-11-06 | 2020-10-13 | No | 11000 | 8000 | No Yes None 11000 8000 | 3 | #N/A | #N/A | 11.4 | #N/A | #N/A | #N/A | #N/A | #N/A | #N/A | #N/A | #N/A | #N/A | #N/A | #N/A | #N/A | #N/A | #N/A | #N/A
GE | AKLK10AA*# | 10000 | Window | No | Yes | None | 11.4 | 2020-11-06 | 2020-11-11 | No | 11000 | 8000 | No Yes None 11000 8000 | 3 | #N/A | #N/A | 11.4 | #N/A | #N/A | #N/A | #N/A | #N/A | #N/A | #N/A | #N/A | #N/A | #N/A | #N/A | #N/A | #N/A | #N/A | #N/A
Haier | QHEK10AC*# | 10000 | Window | No | Yes | None | 11.4 | 2020-10-12 | 2020-11-02 | Yes | 11000 | 8000 | No Yes None 11000 8000 | 3 | #N/A | #N/A | 11.4 | #N/A | #N/A | #N/A | #N/A | #N/A | #N/A | #N/A | #N/A | #N/A | #N/A | #N/A | #N/A | #N/A | #N/A | #N/A
Haier | QHJ10LY*# | 10000 | Window | No | Yes | None | 11.4 | 2018-10-26 | 2018-10-30 | No | 11000 | 8000 | No Yes None 11000 8000 | 3 | #N/A | #N/A | 11.4 | #N/A | #N/A | #N/A | #N/A | #N/A | #N/A | #N/A | #N/A | #N/A | #N/A | #N/A | #N/A | #N/A | #N/A | #N/A
Hisense | AW1022CW1W | 10000 | Window | No | Yes | None | 11.4 | 2021-08-15 | 2021-08-17 | Yes | 11000 | 8000 | No Yes None 11000 8000 | 3 | #N/A | #N/A | 11.4 | #N/A | #N/A | #N/A | #N/A | #N/A | #N/A | #N/A | #N/A | #N/A | #N/A | #N/A | #N/A | #N/A | #N/A | #N/A
Midea | MAW10S1WBL | 10000 | Window | No | Yes | None | 11.4 | 2021-11-03 | 2021-10-15 | Yes | 11000 | 8000 | No Yes None 11000 8000 | 3 | #N/A | #N/A | 11.4 | #N/A | #N/A | #N/A | #N/A | #N/A | #N/A | #N/A | #N/A | #N/A | #N/A | #N/A | #N/A | #N/A | #N/A | #N/A
Midea | MAW10S1WBL-T | 10000 | Window | No | Yes | None | 11.4 | 2022-09-29 | 2022-09-29 | No | 11000 | 8000 | No Yes None 11000 8000 | 3 | #N/A | #N/A | 11.4 | #N/A | #N/A | #N/A | #N/A | #N/A | #N/A | #N/A | #N/A | #N/A | #N/A | #N/A | #N/A | #N/A | #N/A | #N/A
Midea | MAW10S1WWT | 10000 | Window | No | Yes | None | 11.4 | 2021-11-03 | 2021-10-15 | No | 11000 | 8000 | No Yes None 11000 8000 | 3 | #N/A | #N/A | 11.4 | #N/A | #N/A | #N/A | #N/A | #N/A | #N/A | #N/A | #N/A | #N/A | #N/A | #N/A | #N/A | #N/A | #N/A | #N/A
Midea | MAW10S1WWT-T | 10000 | Window | No | Yes | None | 11.4 | 2022-09-29 | 2022-09-29 | No | 11000 | 8000 | No Yes None 11000 8000 | 3 | #N/A | #N/A | 11.4 | #N/A | #N/A | #N/A | #N/A | #N/A | #N/A | #N/A | #N/A | #N/A | #N/A | #N/A | #N/A | #N/A | #N/A | #N/A
Midea | MAW10S1YWT | 10000 | Window | No | Yes | None | 11.4 | 2020-11-07 | 2020-10-29 | No | 11000 | 8000 | No Yes None 11000 8000 | 3 | #N/A | #N/A | 11.4 | #N/A | #N/A | #N/A | #N/A | #N/A | #N/A | #N/A | #N/A | #N/A | #N/A | #N/A | #N/A | #N/A | #N/A | #N/A
Midea | MAW10S1YWT-E | 10000 | Window | No | Yes | None | 11.4 | 2020-11-07 | 2020-10-29 | No | 11000 | 8000 | No Yes None 11000 8000 | 3 | #N/A | #N/A | 11.4 | #N/A | #N/A | #N/A | #N/A | #N/A | #N/A | #N/A | #N/A | #N/A | #N/A | #N/A | #N/A | #N/A | #N/A | #N/A
Midea | MWIUKB11-10CRN8-BCK4N | 10000 | Window | No | Yes | None | 11.4 | 2019-10-01 | 2019-09-26 | No | 11000 | 8000 | No Yes None 11000 8000 | 3 | #N/A | #N/A | 11.4 | #N/A | #N/A | #N/A | #N/A | #N/A | #N/A | #N/A | #N/A | #N/A | #N/A | #N/A | #N/A | #N/A | #N/A | #N/A
Toshiba | RAC-WK1012ESCWRC | 10000 | Window | No | Yes | None | 11.4 | 2019-10-01 | 2019-09-26 | Yes | 11000 | 8000 | No Yes None 11000 8000 | 3 | #N/A | #N/A | 11.4 | #N/A | #N/A | #N/A | #N/A | #N/A | #N/A | #N/A | #N/A | #N/A | #N/A | #N/A | #N/A | #N/A | #N/A | #N/A
Toshiba | RAC-WK1012ESCWRU | 10000 | Window | No | Yes | None | 11.4 | 2019-10-01 | 2019-09-26 | No | 11000 | 8000 | No Yes None 11000 8000 | 3 | #N/A | #N/A | 11.4 | #N/A | #N/A | #N/A | #N/A | #N/A | #N/A | #N/A | #N/A | #N/A | #N/A | #N/A | #N/A | #N/A | #N/A | #N/A
Toshiba | RAC-WK1012ESCWRU | 10000 | Window | No | Yes | None | 11.4 | 2021-12-06 | 2021-12-06 | No | 11000 | 8000 | No Yes None 11000 8000 | 3 | #N/A | #N/A | 11.4 | #N/A | #N/A | #N/A | #N/A | #N/A | #N/A | #N/A | #N/A | #N/A | #N/A | #N/A | #N/A | #N/A | #N/A | #N/A
GE | AEC10AY*# | 10100 | Window | No | Yes | None | 11.4 | 2018-10-15 | 2018-10-29 | Yes | 11000 | 8000 | No Yes None 11000 8000 | 3 | #N/A | #N/A | 11.4 | #N/A | #N/A | #N/A | #N/A | #N/A | #N/A | #N/A | #N/A | #N/A | #N/A | #N/A | #N/A | #N/A | #N/A | #N/A
GE | AHC12LY*# | 11900 | Window | No | Yes | None | 11.4 | 2018-10-26 | 2018-10-30 | Yes | 14000 | 11000 | No Yes None 14000 11000 | 3 | #N/A | #N/A | 11.4 | #N/A | #N/A | #N/A | #N/A | #N/A | #N/A | #N/A | #N/A | #N/A | #N/A | #N/A | #N/A | #N/A | #N/A | #N/A
Haier | QHJ12AY*# | 11900 | Window | No | Yes | None | 11.4 | 2018-10-26 | 2018-10-30 | Yes | 14000 | 11000 | No Yes None 14000 11000 | 3 | #N/A | #N/A | 11.4 | #N/A | #N/A | #N/A | #N/A | #N/A | #N/A | #N/A | #N/A | #N/A | #N/A | #N/A | #N/A | #N/A | #N/A | #N/A
Comfort Aire | RADS-121R01 | 12000 | Window | No | Yes | None | 11.4 | 2021-11-13 | 2021-12-10 | Yes | 14000 | 11000 | No Yes None 14000 11000 | 3 | #N/A | #N/A | 11.4 | #N/A | #N/A | #N/A | #N/A | #N/A | #N/A | #N/A | #N/A | #N/A | #N/A | #N/A | #N/A | #N/A | #N/A | #N/A
GE | AHC12AZW1 | 12000 | Window | No | Yes | None | 11.4 | 2019-10-22 | 2019-10-25 | Yes | 14000 | 11000 | No Yes None 14000 11000 | 3 | #N/A | #N/A | 11.4 | #N/A | #N/A | #N/A | #N/A | #N/A | #N/A | #N/A | #N/A | #N/A | #N/A | #N/A | #N/A | #N/A | #N/A | #N/A
GE | AHEK12ACW2 | 12000 | Window | No | Yes | None | 11.4 | 2021-12-15 | 2021-12-03 | No | 14000 | 11000 | No Yes None 14000 11000 | 3 | #N/A | #N/A | 11.4 | #N/A | #N/A | #N/A | #N/A | #N/A | #N/A | #N/A | #N/A | #N/A | #N/A | #N/A | #N/A | #N/A | #N/A | #N/A
GE | AHTK12AA*# | 12000 | Window | No | Yes | None | 11.4 | 2020-11-06 | 2020-10-13 | No | 14000 | 11000 | No Yes None 14000 11000 | 3 | #N/A | #N/A | 11.4 | #N/A | #N/A | #N/A | #N/A | #N/A | #N/A | #N/A | #N/A | #N/A | #N/A | #N/A | #N/A | #N/A | #N/A | #N/A
GE | AHTK12AAW2 | 12000 | Window | No | Yes | None | 11.4 | 2021-12-15 | 2021-12-08 | No | 14000 | 11000 | No Yes None 14000 11000 | 3 | #N/A | #N/A | 11.4 | #N/A | #N/A | #N/A | #N/A | #N/A | #N/A | #N/A | #N/A | #N/A | #N/A | #N/A | #N/A | #N/A | #N/A | #N/A
Haier | QHEK12AC*# | 12000 | Window | No | Yes | None | 11.4 | 2020-10-12 | 2020-10-13 | Yes | 14000 | 11000 | No Yes None 14000 11000 | 3 | #N/A | #N/A | 11.4 | #N/A | #N/A | #N/A | #N/A | #N/A | #N/A | #N/A | #N/A | #N/A | #N/A | #N/A | #N/A | #N/A | #N/A | #N/A
Haier | QHEK12ACW2 | 12000 | Window | No | Yes | None | 11.4 | 2021-12-15 | 2021-12-08 | No | 14000 | 11000 | No Yes None 14000 11000 | 3 | #N/A | #N/A | 11.4 | #N/A | #N/A | #N/A | #N/A | #N/A | #N/A | #N/A | #N/A | #N/A | #N/A | #N/A | #N/A | #N/A | #N/A | #N/A
Hisense | AW1222CW1W | 12000 | Window | No | Yes | None | 11.4 | 2021-08-15 | 2021-08-17 | Yes | 14000 | 11000 | No Yes None 14000 11000 | 3 | #N/A | #N/A | 11.4 | #N/A | #N/A | #N/A | #N/A | #N/A | #N/A | #N/A | #N/A | #N/A | #N/A | #N/A | #N/A | #N/A | #N/A | #N/A
LG | LW1217ERSM1 | 12000 | Window | No | Yes | None | 11.4 | 2022-09-30 | 2022-09-30 | Yes | 14000 | 11000 | No Yes None 14000 11000 | 3 | #N/A | #N/A | 11.4 | #N/A | #N/A | #N/A | #N/A | #N/A | #N/A | #N/A | #N/A | #N/A | #N/A | #N/A | #N/A | #N/A | #N/A | #N/A
LG | LW1223ERSM | 12000 | Window | No | Yes | None | 11.4 | 2022-09-30 | 2022-09-30 | No | 14000 | 11000 | No Yes None 14000 11000 | 3 | #N/A | #N/A | 11.4 | #N/A | #N/A | #N/A | #N/A | #N/A | #N/A | #N/A | #N/A | #N/A | #N/A | #N/A | #N/A | #N/A | #N/A | #N/A
Midea | MW120WWBA2RC1 | 12000 | Window | No | Yes | None | 11.4 | 2022-01-17 | 2022-01-17 | Yes | 14000 | 11000 | No Yes None 14000 11000 | 3 | #N/A | #N/A | 11.4 | #N/A | #N/A | #N/A | #N/A | #N/A | #N/A | #N/A | #N/A | #N/A | #N/A | #N/A | #N/A | #N/A | #N/A | #N/A
Midea | MAW12S1WWT | 12000 | Window | No | Yes | None | 11.4 | 2021-11-03 | 2021-10-15 | Yes | 14000 | 11000 | No Yes None 14000 11000 | 3 | #N/A | #N/A | 11.4 | #N/A | #N/A | #N/A | #N/A | #N/A | #N/A | #N/A | #N/A | #N/A | #N/A | #N/A | #N/A | #N/A | #N/A | #N/A
Midea | MAW12S1WWT-T | 12000 | Window | No | Yes | None | 11.4 | 2022-09-29 | 2022-09-29 | No | 14000 | 11000 | No Yes None 14000 11000 | 3 | #N/A | #N/A | 11.4 | #N/A | #N/A | #N/A | #N/A | #N/A | #N/A | #N/A | #N/A | #N/A | #N/A | #N/A | #N/A | #N/A | #N/A | #N/A
Midea | MAW12S1YWT | 12000 | Window | No | Yes | None | 11.4 | 2020-11-07 | 2020-10-29 | No | 14000 | 11000 | No Yes None 14000 11000 | 3 | #N/A | #N/A | 11.4 | #N/A | #N/A | #N/A | #N/A | #N/A | #N/A | #N/A | #N/A | #N/A | #N/A | #N/A | #N/A | #N/A | #N/A | #N/A
Midea | MAW12S1YWT-E | 12000 | Window | No | Yes | None | 11.4 | 2020-11-07 | 2020-10-29 | No | 14000 | 11000 | No Yes None 14000 11000 | 3 | #N/A | #N/A | 11.4 | #N/A | #N/A | #N/A | #N/A | #N/A | #N/A | #N/A | #N/A | #N/A | #N/A | #N/A | #N/A | #N/A | #N/A | #N/A
Midea | MW120WWBA2RC1 | 12000 | Window | No | Yes | None | 11.4 | 2019-10-01 | 2019-09-26 | No | 14000 | 11000 | No Yes None 14000 11000 | 3 | #N/A | #N/A | 11.4 | #N/A | #N/A | #N/A | #N/A | #N/A | #N/A | #N/A | #N/A | #N/A | #N/A | #N/A | #N/A | #N/A | #N/A | #N/A
Midea | MWIUKB11-12CRN8-BCK4N | 12000 | Window | No | Yes | None | 11.4 | 2019-10-01 | 2019-09-26 | No | 14000 | 11000 | No Yes None 14000 11000 | 3 | #N/A | #N/A | 11.4 | #N/A | #N/A | #N/A | #N/A | #N/A | #N/A | #N/A | #N/A | #N/A | #N/A | #N/A | #N/A | #N/A | #N/A | #N/A
Toshiba | RAC-WK1212ESCWRC | 12000 | Window | No | Yes | None | 11.4 | 2019-10-01 | 2019-09-26 | Yes | 14000 | 11000 | No Yes None 14000 11000 | 3 | #N/A | #N/A | 11.4 | #N/A | #N/A | #N/A | #N/A | #N/A | #N/A | #N/A | #N/A | #N/A | #N/A | #N/A | #N/A | #N/A | #N/A | #N/A
Toshiba | RAC-WK1212ESCWRU | 12000 | Window | No | Yes | None | 11.4 | 2019-10-01 | 2019-09-26 | No | 14000 | 11000 | No Yes None 14000 11000 | 3 | #N/A | #N/A | 11.4 | #N/A | #N/A | #N/A | #N/A | #N/A | #N/A | #N/A | #N/A | #N/A | #N/A | #N/A | #N/A | #N/A | #N/A | #N/A
Toshiba | RAC-WK1212ESCWRU | 12000 | Window | No | Yes | None | 11.4 | 2021-12-06 | 2021-12-06 | No | 14000 | 11000 | No Yes None 14000 11000 | 3 | #N/A | #N/A | 11.4 | #N/A | #N/A | #N/A | #N/A | #N/A | #N/A | #N/A | #N/A | #N/A | #N/A | #N/A | #N/A | #N/A | #N/A | #N/A
GE | AEC12AY*# | 12100 | Window | No | Yes | None | 11.4 | 2018-10-15 | 2018-10-29 | Yes | 14000 | 11000 | No Yes None 14000 11000 | 3 | #N/A | #N/A | 11.4 | #N/A | #N/A | #N/A | #N/A | #N/A | #N/A | #N/A | #N/A | #N/A | #N/A | #N/A | #N/A | #N/A | #N/A | #N/A
GE | AKLK12AA*# | 12200 | Window | No | Yes | None | 11.4 | 2020-11-06 | 2020-11-11 | Yes | 14000 | 11000 | No Yes None 14000 11000 | 3 | #N/A | #N/A | 11.4 | #N/A | #N/A | #N/A | #N/A | #N/A | #N/A | #N/A | #N/A | #N/A | #N/A | #N/A | #N/A | #N/A | #N/A | #N/A
Arctic King | WWK08CW01N | 8000 | Window | No | Yes | None | 11.4 | 2020-12-17 | 2020-12-18 | Yes | 11000 | 8000 | No Yes None 11000 8000 | 3 | #N/A | #N/A | 11.4 | #N/A | #N/A | #N/A | #N/A | #N/A | #N/A | #N/A | #N/A | #N/A | #N/A | #N/A | #N/A | #N/A | #N/A | #N/A
GE | AEC08LY*# | 8000 | Window | No | Yes | None | 11.4 | 2018-10-15 | 2018-10-30 | Yes | 11000 | 8000 | No Yes None 11000 8000 | 3 | #N/A | #N/A | 11.4 | #N/A | #N/A | #N/A | #N/A | #N/A | #N/A | #N/A | #N/A | #N/A | #N/A | #N/A | #N/A | #N/A | #N/A | #N/A
GE | AKLK08AA*# | 8000 | Window | No | Yes | None | 11.4 | 2020-11-06 | 2020-11-11 | No | 11000 | 8000 | No Yes None 11000 8000 | 3 | #N/A | #N/A | 11.4 | #N/A | #N/A | #N/A | #N/A | #N/A | #N/A | #N/A | #N/A | #N/A | #N/A | #N/A | #N/A | #N/A | #N/A | #N/A
Hisense | AW0822CW1W | 8000 | Window | No | Yes | None | 11.4 | 2021-08-15 | 2021-08-17 | Yes | 11000 | 8000 | No Yes None 11000 8000 | 3 | #N/A | #N/A | 11.4 | #N/A | #N/A | #N/A | #N/A | #N/A | #N/A | #N/A | #N/A | #N/A | #N/A | #N/A | #N/A | #N/A | #N/A | #N/A
Hisense | AW0823CW1W | 8000 | Window | No | Yes | None | 11.4 | 2022-08-09 | 2022-08-17 | No | 11000 | 8000 | No Yes None 11000 8000 | 3 | #N/A | #N/A | 11.4 | #N/A | #N/A | #N/A | #N/A | #N/A | #N/A | #N/A | #N/A | #N/A | #N/A | #N/A | #N/A | #N/A | #N/A | #N/A
LG | LW8017ERSM1 | 8000 | Window | No | Yes | None | 11.4 | 2022-09-30 | 2022-09-30 | Yes | 11000 | 8000 | No Yes None 11000 8000 | 3 | #N/A | #N/A | 11.4 | #N/A | #N/A | #N/A | #N/A | #N/A | #N/A | #N/A | #N/A | #N/A | #N/A | #N/A | #N/A | #N/A | #N/A | #N/A
LG | LW8023ERSM | 8000 | Window | No | Yes | None | 11.4 | 2022-09-30 | 2022-09-30 | No | 11000 | 8000 | No Yes None 11000 8000 | 3 | #N/A | #N/A | 11.4 | #N/A | #N/A | #N/A | #N/A | #N/A | #N/A | #N/A | #N/A | #N/A | #N/A | #N/A | #N/A | #N/A | #N/A | #N/A
Midea | MAW08S1WBL | 8000 | Window | No | Yes | None | 11.4 | 2020-11-07 | 2020-10-29 | Yes | 11000 | 8000 | No Yes None 11000 8000 | 3 | #N/A | #N/A | 11.4 | #N/A | #N/A | #N/A | #N/A | #N/A | #N/A | #N/A | #N/A | #N/A | #N/A | #N/A | #N/A | #N/A | #N/A | #N/A
Midea | MAW08S1WBL-T | 8000 | Window | No | Yes | None | 11.4 | 2022-09-29 | 2022-09-29 | No | 11000 | 8000 | No Yes None 11000 8000 | 3 | #N/A | #N/A | 11.4 | #N/A | #N/A | #N/A | #N/A | #N/A | #N/A | #N/A | #N/A | #N/A | #N/A | #N/A | #N/A | #N/A | #N/A | #N/A
Midea | MAW08S1WWT | 8000 | Window | No | Yes | None | 11.4 | 2020-11-07 | 2020-10-29 | No | 11000 | 8000 | No Yes None 11000 8000 | 3 | #N/A | #N/A | 11.4 | #N/A | #N/A | #N/A | #N/A | #N/A | #N/A | #N/A | #N/A | #N/A | #N/A | #N/A | #N/A | #N/A | #N/A | #N/A
Midea | MAW08S1WWT-T | 8000 | Window | No | Yes | None | 11.4 | 2022-09-29 | 2022-09-29 | No | 11000 | 8000 | No Yes None 11000 8000 | 3 | #N/A | #N/A | 11.4 | #N/A | #N/A | #N/A | #N/A | #N/A | #N/A | #N/A | #N/A | #N/A | #N/A | #N/A | #N/A | #N/A | #N/A | #N/A
Midea | MAW08S1YWT | 8000 | Window | No | Yes | None | 11.4 | 2020-11-07 | 2020-10-29 | No | 11000 | 8000 | No Yes None 11000 8000 | 3 | #N/A | #N/A | 11.4 | #N/A | #N/A | #N/A | #N/A | #N/A | #N/A | #N/A | #N/A | #N/A | #N/A | #N/A | #N/A | #N/A | #N/A | #N/A
Midea | MAW08S1YWT-E | 8000 | Window | No | Yes | None | 11.4 | 2020-11-07 | 2020-10-29 | No | 11000 | 8000 | No Yes None 11000 8000 | 3 | #N/A | #N/A | 11.4 | #N/A | #N/A | #N/A | #N/A | #N/A | #N/A | #N/A | #N/A | #N/A | #N/A | #N/A | #N/A | #N/A | #N/A | #N/A
Midea | MW080WWBA2RC1 | 8000 | Window | No | Yes | None | 11.4 | 2022-10-09 | 2022-10-09 | No | 11000 | 8000 | No Yes None 11000 8000 | 3 | #N/A | #N/A | 11.4 | #N/A | #N/A | #N/A | #N/A | #N/A | #N/A | #N/A | #N/A | #N/A | #N/A | #N/A | #N/A | #N/A | #N/A | #N/A
Midea | MWIUKB11-08CRN8-BCK4N | 8000 | Window | No | Yes | None | 11.4 | 2019-10-01 | 2019-09-26 | No | 11000 | 8000 | No Yes None 11000 8000 | 3 | #N/A | #N/A | 11.4 | #N/A | #N/A | #N/A | #N/A | #N/A | #N/A | #N/A | #N/A | #N/A | #N/A | #N/A | #N/A | #N/A | #N/A | #N/A
Midea | MWMWT080CR1A | 8000 | Window | No | Yes | None | 11.4 | 2022-10-09 | 2022-10-09 | No | 11000 | 8000 | No Yes None 11000 8000 | 3 | #N/A | #N/A | 11.4 | #N/A | #N/A | #N/A | #N/A | #N/A | #N/A | #N/A | #N/A | #N/A | #N/A | #N/A | #N/A | #N/A | #N/A | #N/A
Toshiba | RAC-WK0812ESCWRC | 8000 | Window | No | Yes | None | 11.4 | 2019-10-01 | 2019-09-26 | Yes | 11000 | 8000 | No Yes None 11000 8000 | 3 | #N/A | #N/A | 11.4 | #N/A | #N/A | #N/A | #N/A | #N/A | #N/A | #N/A | #N/A | #N/A | #N/A | #N/A | #N/A | #N/A | #N/A | #N/A
Toshiba | RAC-WK0812ESCWRU | 8000 | Window | No | Yes | None | 11.4 | 2019-10-01 | 2019-09-26 | No | 11000 | 8000 | No Yes None 11000 8000 | 3 | #N/A | #N/A | 11.4 | #N/A | #N/A | #N/A | #N/A | #N/A | #N/A | #N/A | #N/A | #N/A | #N/A | #N/A | #N/A | #N/A | #N/A | #N/A
Toshiba | RAC-WK0812ESCWRU1 | 8000 | Window | No | Yes | None | 11.4 | 2022-04-07 | 2022-04-07 | No | 11000 | 8000 | No Yes None 11000 8000 | 3 | #N/A | #N/A | 11.4 | #N/A | #N/A | #N/A | #N/A | #N/A | #N/A | #N/A | #N/A | #N/A | #N/A | #N/A | #N/A | #N/A | #N/A | #N/A
GE | AHC08LY*# | 8100 | Window | No | Yes | None | 11.4 | 2018-10-26 | 2018-10-30 | Yes | 11000 | 8000 | No Yes None 11000 8000 | 3 | #N/A | #N/A | 11.4 | #N/A | #N/A | #N/A | #N/A | #N/A | #N/A | #N/A | #N/A | #N/A | #N/A | #N/A | #N/A | #N/A | #N/A | #N/A
GE | PHC08LY*# | 8100 | Window | No | Yes | None | 11.4 | 2019-03-12 | 2019-03-12 | No | 11000 | 8000 | No Yes None 11000 8000 | 3 | #N/A | #N/A | 11.4 | #N/A | #N/A | #N/A | #N/A | #N/A | #N/A | #N/A | #N/A | #N/A | #N/A | #N/A | #N/A | #N/A | #N/A | #N/A
Haier | QHEK08AC*# | 8100 | Window | No | Yes | None | 11.4 | 2020-10-12 | 2018-10-30 | Yes | 11000 | 8000 | No Yes None 11000 8000 | 3 | #N/A | #N/A | 11.4 | #N/A | #N/A | #N/A | #N/A | #N/A | #N/A | #N/A | #N/A | #N/A | #N/A | #N/A | #N/A | #N/A | #N/A | #N/A
GE | AHTT08BC*# | 8300 | Window | No | Yes | None | 11.4 | 2021-12-09 | 2021-12-16 | Yes | 11000 | 8000 | No Yes None 11000 8000 | 3 | #N/A | #N/A | 11.4 | #N/A | #N/A | #N/A | #N/A | #N/A | #N/A | #N/A | #N/A | #N/A | #N/A | #N/A | #N/A | #N/A | #N/A | #N/A
Commercial Cool | CWAM12W6C | 12000 | Window | No | Yes | None | 11.8 | 2019-05-01 | 2019-04-30 | Yes | 14000 | 11000 | No Yes None 14000 11000 | 3 | #N/A | #N/A | 11.8 | #N/A | #N/A | #N/A | #N/A | #N/A | #N/A | #N/A | #N/A | #N/A | #N/A | #N/A | #N/A | #N/A | #N/A | #N/A
ACEKOOL | TWC-10CRD1/L0U(ES) | 10000 | Window | No | Yes | None | 12 | 2022-09-28 | 2022-09-29 | Yes | 11000 | 8000 | No Yes None 11000 8000 | 3 | #N/A | #N/A | 12 | #N/A | #N/A | #N/A | #N/A | #N/A | #N/A | #N/A | #N/A | #N/A | #N/A | #N/A | #N/A | #N/A | #N/A | #N/A
Amana | AMAP101CW | 10000 | Window | No | Yes | None | 12 | 2021-12-01 | 2021-11-17 | Yes | 11000 | 8000 | No Yes None 11000 8000 | 3 | #N/A | #N/A | 12 | #N/A | #N/A | #N/A | #N/A | #N/A | #N/A | #N/A | #N/A | #N/A | #N/A | #N/A | #N/A | #N/A | #N/A | #N/A
amazonbasics | B07Y2C57KD | 10000 | Window | No | Yes | None | 12 | 2019-11-01 | 2019-10-16 | Yes | 11000 | 8000 | No Yes None 11000 8000 | 3 | #N/A | #N/A | 12 | #N/A | #N/A | #N/A | #N/A | #N/A | #N/A | #N/A | #N/A | #N/A | #N/A | #N/A | #N/A | #N/A | #N/A | #N/A
Arctic King | AKW10CR71 | 10000 | Window | No | Yes | None | 12 | 2017-02-06 | 2017-02-06 | Yes | 11000 | 8000 | No Yes None 11000 8000 | 3 | #N/A | #N/A | 12 | #N/A | #N/A | #N/A | #N/A | #N/A | #N/A | #N/A | #N/A | #N/A | #N/A | #N/A | #N/A | #N/A | #N/A | #N/A
Arctic King | MWHUK-10CRN8-BCL0 | 10000 | Window | No | Yes | None | 12 | 2018-10-01 | 2018-09-30 | No | 11000 | 8000 | No Yes None 11000 8000 | 3 | #N/A | #N/A | 12 | #N/A | #N/A | #N/A | #N/A | #N/A | #N/A | #N/A | #N/A | #N/A | #N/A | #N/A | #N/A | #N/A | #N/A | #N/A
Arctic King | MWHUK-10CRN8-BCL0 | 10000 | Window | No | Yes | None | 12 | 2022-01-17 | 2022-01-17 | No | 11000 | 8000 | No Yes None 11000 8000 | 3 | #N/A | #N/A | 12 | #N/A | #N/A | #N/A | #N/A | #N/A | #N/A | #N/A | #N/A | #N/A | #N/A | #N/A | #N/A | #N/A | #N/A | #N/A
Best Home | 57H-ID0-10CRN1/BJ8 | 10000 | Window | No | Yes | None | 12 | 2016-03-15 | 2016-03-16 | Yes | 11000 | 8000 | No Yes None 11000 8000 | 3 | #N/A | #N/A | 12 | #N/A | #N/A | #N/A | #N/A | #N/A | #N/A | #N/A | #N/A | #N/A | #N/A | #N/A | #N/A | #N/A | #N/A | #N/A
Black + Decker | BD10WT6 | 10000 | Window | No | Yes | None | 12 | 2021-01-15 | 2021-01-28 | Yes | 11000 | 8000 | No Yes None 11000 8000 | 3 | #N/A | #N/A | 12 | #N/A | #N/A | #N/A | #N/A | #N/A | #N/A | #N/A | #N/A | #N/A | #N/A | #N/A | #N/A | #N/A | #N/A | #N/A
Black + Decker | BWAM10W** | 10000 | Window | No | Yes | None | 12 | 2020-06-01 | 2020-06-02 | No | 11000 | 8000 | No Yes None 11000 8000 | 3 | #N/A | #N/A | 12 | #N/A | #N/A | #N/A | #N/A | #N/A | #N/A | #N/A | #N/A | #N/A | #N/A | #N/A | #N/A | #N/A | #N/A | #N/A
BLACK DECKER | BWAC10WT | 10000 | Window | No | Yes | None | 12 | 2017-04-12 | 2017-04-12 | No | 11000 | 8000 | No Yes None 11000 8000 | 3 | #N/A | #N/A | 12 | #N/A | #N/A | #N/A | #N/A | #N/A | #N/A | #N/A | #N/A | #N/A | #N/A | #N/A | #N/A | #N/A | #N/A | #N/A
BLACK+DECKER | BD10WT6 | 10000 | Window | No | Yes | None | 12 | 2022-04-07 | 2022-04-07 | No | 11000 | 8000 | No Yes None 11000 8000 | 3 | #N/A | #N/A | 12 | #N/A | #N/A | #N/A | #N/A | #N/A | #N/A | #N/A | #N/A | #N/A | #N/A | #N/A | #N/A | #N/A | #N/A | #N/A
BLACK+DECKER | BWAC10WTB | 10000 | Window | No | Yes | None | 12 | 2021-01-25 | 2021-02-03 | No | 11000 | 8000 | No Yes None 11000 8000 | 3 | #N/A | #N/A | 12 | #N/A | #N/A | #N/A | #N/A | #N/A | #N/A | #N/A | #N/A | #N/A | #N/A | #N/A | #N/A | #N/A | #N/A | #N/A
Breeze33 | BZ3310WAC1 | 10000 | Window | No | Yes | None | 12 | 2019-05-01 | 2019-03-07 | Yes | 11000 | 8000 | No Yes None 11000 8000 | 3 | #N/A | #N/A | 12 | #N/A | #N/A | #N/A | #N/A | #N/A | #N/A | #N/A | #N/A | #N/A | #N/A | #N/A | #N/A | #N/A | #N/A | #N/A
Coast air | CEW101BS | 10000 | Window | No | Yes | None | 12 | 2019-03-01 | 2019-03-07 | Yes | 11000 | 8000 | No Yes None 11000 8000 | 3 | #N/A | #N/A | 12 | #N/A | #N/A | #N/A | #N/A | #N/A | #N/A | #N/A | #N/A | #N/A | #N/A | #N/A | #N/A | #N/A | #N/A | #N/A
Coast air | CEW101CS | 10000 | Window | No | Yes | None | 12 | 2021-11-13 | 2021-12-10 | No | 11000 | 8000 | No Yes None 11000 8000 | 3 | #N/A | #N/A | 12 | #N/A | #N/A | #N/A | #N/A | #N/A | #N/A | #N/A | #N/A | #N/A | #N/A | #N/A | #N/A | #N/A | #N/A | #N/A
Comfort Aire | RADS-101Q | 10000 | Window | No | Yes | None | 12 | 2018-11-01 | 2018-11-08 | Yes | 11000 | 8000 | No Yes None 11000 8000 | 3 | #N/A | #N/A | 12 | #N/A | #N/A | #N/A | #N/A | #N/A | #N/A | #N/A | #N/A | #N/A | #N/A | #N/A | #N/A | #N/A | #N/A | #N/A
Comfort Aire | RADS-101R | 10000 | Window | No | Yes | None | 12 | 2020-07-01 | 2020-07-20 | No | 11000 | 8000 | No Yes None 11000 8000 | 3 | #N/A | #N/A | 12 | #N/A | #N/A | #N/A | #N/A | #N/A | #N/A | #N/A | #N/A | #N/A | #N/A | #N/A | #N/A | #N/A | #N/A | #N/A
Commercial Cool | CC10WT | 10000 | Window | No | Yes | None | 12 | 2020-05-01 | 2020-05-06 | Yes | 11000 | 8000 | No Yes None 11000 8000 | 3 | #N/A | #N/A | 12 | #N/A | #N/A | #N/A | #N/A | #N/A | #N/A | #N/A | #N/A | #N/A | #N/A | #N/A | #N/A | #N/A | #N/A | #N/A
Commercial Cool | CWAM10W6C | 10000 | Window | No | Yes | None | 12 | 2022-04-07 | 2022-04-07 | No | 11000 | 8000 | No Yes None 11000 8000 | 3 | #N/A | #N/A | 12 | #N/A | #N/A | #N/A | #N/A | #N/A | #N/A | #N/A | #N/A | #N/A | #N/A | #N/A | #N/A | #N/A | #N/A | #N/A
Cool-living | CL-RAC10EWES | 10000 | Window | No | Yes | None | 12 | 2017-11-27 | 2017-11-27 | Yes | 11000 | 8000 | No Yes None 11000 8000 | 3 | #N/A | #N/A | 12 | #N/A | #N/A | #N/A | #N/A | #N/A | #N/A | #N/A | #N/A | #N/A | #N/A | #N/A | #N/A | #N/A | #N/A | #N/A
Cool-living | CL-RAC10EWES-22 | 10000 | Window | No | Yes | None | 12 | 2021-12-07 | 2021-12-16 | No | 11000 | 8000 | No Yes None 11000 8000 | 3 | #N/A | #N/A | 12 | #N/A | #N/A | #N/A | #N/A | #N/A | #N/A | #N/A | #N/A | #N/A | #N/A | #N/A | #N/A | #N/A | #N/A | #N/A
Cool-living | CL-RAC10EWES-6A | 10000 | Window | No | Yes | None | 12 | 2019-12-30 | 2019-12-30 | No | 11000 | 8000 | No Yes None 11000 8000 | 3 | #N/A | #N/A | 12 | #N/A | #N/A | #N/A | #N/A | #N/A | #N/A | #N/A | #N/A | #N/A | #N/A | #N/A | #N/A | #N/A | #N/A | #N/A
Coolworks | MWHUK-10CRN8-BCL0 | 10000 | Window | No | Yes | None | 12 | 2019-12-27 | 2019-12-27 | Yes | 11000 | 8000 | No Yes None 11000 8000 | 3 | #N/A | #N/A | 12 | #N/A | #N/A | #N/A | #N/A | #N/A | #N/A | #N/A | #N/A | #N/A | #N/A | #N/A | #N/A | #N/A | #N/A | #N/A
Crosley | CATS10A1 | 10000 | Window | No | Yes | None | 12 | 2018-01-15 | 2018-01-15 | Yes | 11000 | 8000 | No Yes None 11000 8000 | 3 | #N/A | #N/A | 12 | #N/A | #N/A | #N/A | #N/A | #N/A | #N/A | #N/A | #N/A | #N/A | #N/A | #N/A | #N/A | #N/A | #N/A | #N/A
Crosley | CATS10B1 | 10000 | Window | No | Yes | None | 12 | 2020-05-25 | 2020-05-26 | No | 11000 | 8000 | No Yes None 11000 8000 | 3 | #N/A | #N/A | 12 | #N/A | #N/A | #N/A | #N/A | #N/A | #N/A | #N/A | #N/A | #N/A | #N/A | #N/A | #N/A | #N/A | #N/A | #N/A
Crosley | CATS10C1 | 10000 | Window | No | Yes | None | 12 | 2021-02-05 | 2021-03-27 | No | 11000 | 8000 | No Yes None 11000 8000 | 3 | #N/A | #N/A | 12 | #N/A | #N/A | #N/A | #N/A | #N/A | #N/A | #N/A | #N/A | #N/A | #N/A | #N/A | #N/A | #N/A | #N/A | #N/A
Danby | DAC100B5* | 10000 | Window | No | Yes | None | 12 | 2019-02-01 | 2019-01-09 | Yes | 11000 | 8000 | No Yes None 11000 8000 | 3 | #N/A | #N/A | 12 | #N/A | #N/A | #N/A | #N/A | #N/A | #N/A | #N/A | #N/A | #N/A | #N/A | #N/A | #N/A | #N/A | #N/A | #N/A
Danby | DAC100B6WDB | 10000 | Window | No | Yes | None | 12 | 2021-12-06 | 2021-12-06 | No | 11000 | 8000 | No Yes None 11000 8000 | 3 | #N/A | #N/A | 12 | #N/A | #N/A | #N/A | #N/A | #N/A | #N/A | #N/A | #N/A | #N/A | #N/A | #N/A | #N/A | #N/A | #N/A | #N/A
Danby | DAC100EB6* | 10000 | Window | No | Yes | None | 12 | 2019-11-19 | 2019-10-07 | No | 11000 | 8000 | No Yes None 11000 8000 | 3 | #N/A | #N/A | 12 | #N/A | #N/A | #N/A | #N/A | #N/A | #N/A | #N/A | #N/A | #N/A | #N/A | #N/A | #N/A | #N/A | #N/A | #N/A
Danby | DAC100EB9WDB | 10000 | Window | No | Yes | None | 12 | 2021-12-06 | 2021-12-06 | No | 11000 | 8000 | No Yes None 11000 8000 | 3 | #N/A | #N/A | 12 | #N/A | #N/A | #N/A | #N/A | #N/A | #N/A | #N/A | #N/A | #N/A | #N/A | #N/A | #N/A | #N/A | #N/A | #N/A
DELLA | 048-TL-WAC10K32 | 10000 | Window | No | Yes | None | 12 | 2021-01-06 | 2021-01-07 | Yes | 11000 | 8000 | No Yes None 11000 8000 | 3 | #N/A | #N/A | 12 | #N/A | #N/A | #N/A | #N/A | #N/A | #N/A | #N/A | #N/A | #N/A | #N/A | #N/A | #N/A | #N/A | #N/A | #N/A
DENALI AIRE | 1DAC10K | 10000 | Window | No | Yes | None | 12 | 2019-12-20 | 2019-12-16 | Yes | 11000 | 8000 | No Yes None 11000 8000 | 3 | #N/A | #N/A | 12 | #N/A | #N/A | #N/A | #N/A | #N/A | #N/A | #N/A | #N/A | #N/A | #N/A | #N/A | #N/A | #N/A | #N/A | #N/A
Emerson | EARC10RE1 | 10000 | Window | No | Yes | None | 12 | 2016-10-30 | 2016-12-16 | Yes | 11000 | 8000 | No Yes None 11000 8000 | 3 | #N/A | #N/A | 12 | #N/A | #N/A | #N/A | #N/A | #N/A | #N/A | #N/A | #N/A | #N/A | #N/A | #N/A | #N/A | #N/A | #N/A | #N/A
Emerson Quiet Kool | EARC10RE1H | 10000 | Window | No | Yes | None | 12 | 2021-08-18 | 2021-08-26 | Yes | 11000 | 8000 | No Yes None 11000 8000 | 3 | #N/A | #N/A | 12 | #N/A | #N/A | #N/A | #N/A | #N/A | #N/A | #N/A | #N/A | #N/A | #N/A | #N/A | #N/A | #N/A | #N/A | #N/A
Emerson Quiet Kool | EARC10RSE1H | 10000 | Window | No | Yes | None | 12 | 2021-08-18 | 2021-08-26 | No | 11000 | 8000 | No Yes None 11000 8000 | 3 | #N/A | #N/A | 12 | #N/A | #N/A | #N/A | #N/A | #N/A | #N/A | #N/A | #N/A | #N/A | #N/A | #N/A | #N/A | #N/A | #N/A | #N/A
Emerson Quiet Kool | EBRC10RE1H | 10000 | Window | No | Yes | None | 12 | 2021-08-18 | 2021-08-26 | No | 11000 | 8000 | No Yes None 11000 8000 | 3 | #N/A | #N/A | 12 | #N/A | #N/A | #N/A | #N/A | #N/A | #N/A | #N/A | #N/A | #N/A | #N/A | #N/A | #N/A | #N/A | #N/A | #N/A
Emerson Quiet Kool | EBRC10RSE1H | 10000 | Window | No | Yes | None | 12 | 2021-08-18 | 2021-08-26 | No | 11000 | 8000 | No Yes None 11000 8000 | 3 | #N/A | #N/A | 12 | #N/A | #N/A | #N/A | #N/A | #N/A | #N/A | #N/A | #N/A | #N/A | #N/A | #N/A | #N/A | #N/A | #N/A | #N/A
Emerson Quiet Kool | E*RC10RE1 | 10000 | Window | No | Yes | None | 12 | 2017-03-27 | 2017-03-27 | No | 11000 | 8000 | No Yes None 11000 8000 | 3 | #N/A | #N/A | 12 | #N/A | #N/A | #N/A | #N/A | #N/A | #N/A | #N/A | #N/A | #N/A | #N/A | #N/A | #N/A | #N/A | #N/A | #N/A
Emerson Quiet Kool | E*RC10RE1T | 10000 | Window | No | Yes | None | 12 | 2021-06-05 | 2021-06-12 | No | 11000 | 8000 | No Yes None 11000 8000 | 3 | #N/A | #N/A | 12 | #N/A | #N/A | #N/A | #N/A | #N/A | #N/A | #N/A | #N/A | #N/A | #N/A | #N/A | #N/A | #N/A | #N/A | #N/A
Emerson Quiet Kool | E*RC10RSE1 | 10000 | Window | No | Yes | None | 12 | 2019-04-12 | 2019-04-12 | No | 11000 | 8000 | No Yes None 11000 8000 | 3 | #N/A | #N/A | 12 | #N/A | #N/A | #N/A | #N/A | #N/A | #N/A | #N/A | #N/A | #N/A | #N/A | #N/A | #N/A | #N/A | #N/A | #N/A
Emerson Quiet Kool | E*RC10RSE1T | 10000 | Window | No | Yes | None | 12 | 2021-06-05 | 2021-06-12 | No | 11000 | 8000 | No Yes None 11000 8000 | 3 | #N/A | #N/A | 12 | #N/A | #N/A | #N/A | #N/A | #N/A | #N/A | #N/A | #N/A | #N/A | #N/A | #N/A | #N/A | #N/A | #N/A | #N/A
FREO | FHCW101ABE | 10000 | Window | No | Yes | None | 12 | 2020-06-01 | 2020-06-02 | Yes | 11000 | 8000 | No Yes None 11000 8000 | 3 | #N/A | #N/A | 12 | #N/A | #N/A | #N/A | #N/A | #N/A | #N/A | #N/A | #N/A | #N/A | #N/A | #N/A | #N/A | #N/A | #N/A | #N/A
Friedrich | CCF10A10A | 10000 | Window | No | Yes | None | 12 | 2019-04-12 | 2019-04-12 | Yes | 11000 | 8000 | No Yes None 11000 8000 | 3 | #N/A | #N/A | 12 | #N/A | #N/A | #N/A | #N/A | #N/A | #N/A | #N/A | #N/A | #N/A | #N/A | #N/A | #N/A | #N/A | #N/A | #N/A
Friedrich | CCF10B10A | 10000 | Window | No | Yes | None | 12 | 2022-02-10 | 2022-02-14 | No | 11000 | 8000 | No Yes None 11000 8000 | 3 | #N/A | #N/A | 12 | #N/A | #N/A | #N/A | #N/A | #N/A | #N/A | #N/A | #N/A | #N/A | #N/A | #N/A | #N/A | #N/A | #N/A | #N/A
Friedrich | CCW10B10A | 10000 | Window | No | Yes | None | 12 | 2020-08-20 | 2020-08-25 | No | 11000 | 8000 | No Yes None 11000 8000 | 3 | #N/A | #N/A | 12 | #N/A | #N/A | #N/A | #N/A | #N/A | #N/A | #N/A | #N/A | #N/A | #N/A | #N/A | #N/A | #N/A | #N/A | #N/A
Friedrich | KCS10A10A | 10000 | Window | No | Yes | None | 12 | 2019-03-15 | 2019-03-22 | No | 11000 | 8000 | No Yes None 11000 8000 | 3 | #N/A | #N/A | 12 | #N/A | #N/A | #N/A | #N/A | #N/A | #N/A | #N/A | #N/A | #N/A | #N/A | #N/A | #N/A | #N/A | #N/A | #N/A
Frigidaire | FFRE103WA1 | 10000 | Window | No | Yes | None | 12 | 2018-10-25 | 2018-09-30 | Yes | 11000 | 8000 | No Yes None 11000 8000 | 3 | #N/A | #N/A | 12 | #N/A | #N/A | #N/A | #N/A | #N/A | #N/A | #N/A | #N/A | #N/A | #N/A | #N/A | #N/A | #N/A | #N/A | #N/A
Frigidaire | FFRE103WAE | 10000 | Window | No | Yes | None | 12 | 2018-10-25 | 2018-09-30 | No | 11000 | 8000 | No Yes None 11000 8000 | 3 | #N/A | #N/A | 12 | #N/A | #N/A | #N/A | #N/A | #N/A | #N/A | #N/A | #N/A | #N/A | #N/A | #N/A | #N/A | #N/A | #N/A | #N/A
Frigidaire | FGRC104WA1 | 10000 | Window | No | Yes | None | 12 | 2019-01-01 | 2018-11-30 | No | 11000 | 8000 | No Yes None 11000 8000 | 3 | #N/A | #N/A | 12 | #N/A | #N/A | #N/A | #N/A | #N/A | #N/A | #N/A | #N/A | #N/A | #N/A | #N/A | #N/A | #N/A | #N/A | #N/A
Frigidaire | FGRC104WAE | 10000 | Window | No | Yes | None | 12 | 2019-01-01 | 2018-11-30 | No | 11000 | 8000 | No Yes None 11000 8000 | 3 | #N/A | #N/A | 12 | #N/A | #N/A | #N/A | #N/A | #N/A | #N/A | #N/A | #N/A | #N/A | #N/A | #N/A | #N/A | #N/A | #N/A | #N/A
Frigidaire | FHWW103WB1 | 10000 | Window | No | Yes | None | 12 | 2019-10-01 | 2019-09-26 | No | 11000 | 8000 | No Yes None 11000 8000 | 3 | #N/A | #N/A | 12 | #N/A | #N/A | #N/A | #N/A | #N/A | #N/A | #N/A | #N/A | #N/A | #N/A | #N/A | #N/A | #N/A | #N/A | #N/A
Frigidaire | FHWW103WB1 | 10000 | Window | No | Yes | None | 12 | 2021-12-06 | 2021-12-06 | No | 11000 | 8000 | No Yes None 11000 8000 | 3 | #N/A | #N/A | 12 | #N/A | #N/A | #N/A | #N/A | #N/A | #N/A | #N/A | #N/A | #N/A | #N/A | #N/A | #N/A | #N/A | #N/A | #N/A
Frigidaire | FHWW103WBE | 10000 | Window | No | Yes | None | 12 | 2019-10-01 | 2019-09-26 | No | 11000 | 8000 | No Yes None 11000 8000 | 3 | #N/A | #N/A | 12 | #N/A | #N/A | #N/A | #N/A | #N/A | #N/A | #N/A | #N/A | #N/A | #N/A | #N/A | #N/A | #N/A | #N/A | #N/A
Frigidaire | FHWW103WBE | 10000 | Window | No | Yes | None | 12 | 2021-12-06 | 2021-12-06 | No | 11000 | 8000 | No Yes None 11000 8000 | 3 | #N/A | #N/A | 12 | #N/A | #N/A | #N/A | #N/A | #N/A | #N/A | #N/A | #N/A | #N/A | #N/A | #N/A | #N/A | #N/A | #N/A | #N/A
Garrison | 2498535 | 10000 | Window | No | Yes | None | 12 | 2016-03-01 | 2016-03-10 | Yes | 11000 | 8000 | No Yes None 11000 8000 | 3 | #N/A | #N/A | 12 | #N/A | #N/A | #N/A | #N/A | #N/A | #N/A | #N/A | #N/A | #N/A | #N/A | #N/A | #N/A | #N/A | #N/A | #N/A
Garrison | 311410572 | 10000 | Window | No | Yes | None | 12 | 2019-10-01 | 2019-09-26 | No | 11000 | 8000 | No Yes None 11000 8000 | 3 | #N/A | #N/A | 12 | #N/A | #N/A | #N/A | #N/A | #N/A | #N/A | #N/A | #N/A | #N/A | #N/A | #N/A | #N/A | #N/A | #N/A | #N/A
GE | AHH10AW*# | 10000 | Window | No | Yes | None | 12 | 2016-12-16 | 2017-01-01 | Yes | 11000 | 8000 | No Yes None 11000 8000 | 3 | #N/A | #N/A | 12 | #N/A | #N/A | #N/A | #N/A | #N/A | #N/A | #N/A | #N/A | #N/A | #N/A | #N/A | #N/A | #N/A | #N/A | #N/A
GE | AHP10AXQ1 | 10000 | Window | No | Yes | None | 12 | 2018-01-01 | 2017-12-25 | No | 11000 | 8000 | No Yes None 11000 8000 | 3 | #N/A | #N/A | 12 | #N/A | #N/A | #N/A | #N/A | #N/A | #N/A | #N/A | #N/A | #N/A | #N/A | #N/A | #N/A | #N/A | #N/A | #N/A
GENUINE COMFORT | GCWNDW-10CRN8-BCL0 | 10000 | Window | No | Yes | None | 12 | 2021-07-21 | 2021-07-21 | Yes | 11000 | 8000 | No Yes None 11000 8000 | 3 | #N/A | #N/A | 12 | #N/A | #N/A | #N/A | #N/A | #N/A | #N/A | #N/A | #N/A | #N/A | #N/A | #N/A | #N/A | #N/A | #N/A | #N/A
GREE | GJC10BL-A6NRNC5H | 10000 | Window | No | Yes | None | 12 | 2022-04-15 | 2022-02-10 | Yes | 11000 | 8000 | No Yes None 11000 8000 | 3 | #N/A | #N/A | 12 | #N/A | #N/A | #N/A | #N/A | #N/A | #N/A | #N/A | #N/A | #N/A | #N/A | #N/A | #N/A | #N/A | #N/A | #N/A
GREE | GJC10BL-A6NRND2K | 10000 | Window | No | Yes | None | 12 | 2022-04-15 | 2022-02-10 | No | 11000 | 8000 | No Yes None 11000 8000 | 3 | #N/A | #N/A | 12 | #N/A | #N/A | #N/A | #N/A | #N/A | #N/A | #N/A | #N/A | #N/A | #N/A | #N/A | #N/A | #N/A | #N/A | #N/A
Haier | QHC10AX*# | 10000 | Window | No | Yes | None | 12 | 2018-01-01 | 2017-12-27 | Yes | 11000 | 8000 | No Yes None 11000 8000 | 3 | #N/A | #N/A | 12 | #N/A | #N/A | #N/A | #N/A | #N/A | #N/A | #N/A | #N/A | #N/A | #N/A | #N/A | #N/A | #N/A | #N/A | #N/A
HEMA | DS-10WACW | 10000 | Window | No | Yes | None | 12 | 2022-05-11 | 2022-05-12 | Yes | 11000 | 8000 | No Yes None 11000 8000 | 3 | #N/A | #N/A | 12 | #N/A | #N/A | #N/A | #N/A | #N/A | #N/A | #N/A | #N/A | #N/A | #N/A | #N/A | #N/A | #N/A | #N/A | #N/A
Hisense | AW1021CW1W | 10000 | Window | No | Yes | None | 12 | 2021-08-18 | 2021-08-25 | Yes | 11000 | 8000 | No Yes None 11000 8000 | 3 | #N/A | #N/A | 12 | #N/A | #N/A | #N/A | #N/A | #N/A | #N/A | #N/A | #N/A | #N/A | #N/A | #N/A | #N/A | #N/A | #N/A | #N/A
Hisense | AW-10CR1RWGUE15 | 10000 | Window | No | Yes | None | 12 | 2021-08-18 | 2021-08-25 | No | 11000 | 8000 | No Yes None 11000 8000 | 3 | #N/A | #N/A | 12 | #N/A | #N/A | #N/A | #N/A | #N/A | #N/A | #N/A | #N/A | #N/A | #N/A | #N/A | #N/A | #N/A | #N/A | #N/A
Hisense | AW-10CW1RWGUE10 | 10000 | Window | No | Yes | None | 12 | 2021-08-18 | 2021-08-25 | No | 11000 | 8000 | No Yes None 11000 8000 | 3 | #N/A | #N/A | 12 | #N/A | #N/A | #N/A | #N/A | #N/A | #N/A | #N/A | #N/A | #N/A | #N/A | #N/A | #N/A | #N/A | #N/A | #N/A
hOme | HME030341N | 10000 | Window | No | Yes | None | 12 | 2021-01-26 | 2021-01-29 | Yes | 11000 | 8000 | No Yes None 11000 8000 | 3 | #N/A | #N/A | 12 | #N/A | #N/A | #N/A | #N/A | #N/A | #N/A | #N/A | #N/A | #N/A | #N/A | #N/A | #N/A | #N/A | #N/A | #N/A
hOme | HME030526N | 10000 | Window | No | Yes | None | 12 | 2020-12-01 | 2020-12-16 | No | 11000 | 8000 | No Yes None 11000 8000 | 3 | #N/A | #N/A | 12 | #N/A | #N/A | #N/A | #N/A | #N/A | #N/A | #N/A | #N/A | #N/A | #N/A | #N/A | #N/A | #N/A | #N/A | #N/A
Homepointe | MWAUK-10CRN8-BCL0 | 10000 | Window | No | Yes | None | 12 | 2021-11-03 | 2021-11-03 | Yes | 11000 | 8000 | No Yes None 11000 8000 | 3 | #N/A | #N/A | 12 | #N/A | #N/A | #N/A | #N/A | #N/A | #N/A | #N/A | #N/A | #N/A | #N/A | #N/A | #N/A | #N/A | #N/A | #N/A
Homepointe | MWHUK-10CRN8-BCL0 | 10000 | Window | No | Yes | None | 12 | 2019-02-01 | 2019-01-09 | No | 11000 | 8000 | No Yes None 11000 8000 | 3 | #N/A | #N/A | 12 | #N/A | #N/A | #N/A | #N/A | #N/A | #N/A | #N/A | #N/A | #N/A | #N/A | #N/A | #N/A | #N/A | #N/A | #N/A
Homepointe | MWHUK-10CRN8-BCL0 | 10000 | Window | No | Yes | None | 12 | 2019-11-01 | 2019-10-16 | No | 11000 | 8000 | No Yes None 11000 8000 | 3 | #N/A | #N/A | 12 | #N/A | #N/A | #N/A | #N/A | #N/A | #N/A | #N/A | #N/A | #N/A | #N/A | #N/A | #N/A | #N/A | #N/A | #N/A
Honeywell | HAC10 | 10000 | Window | No | Yes | None | 12 | 2022-04-07 | 2022-04-07 | Yes | 11000 | 8000 | No Yes None 11000 8000 | 3 | #N/A | #N/A | 12 | #N/A | #N/A | #N/A | #N/A | #N/A | #N/A | #N/A | #N/A | #N/A | #N/A | #N/A | #N/A | #N/A | #N/A | #N/A
Honeywell | HAC10-B | 10000 | Window | No | Yes | None | 12 | 2022-04-07 | 2022-04-07 | No | 11000 | 8000 | No Yes None 11000 8000 | 3 | #N/A | #N/A | 12 | #N/A | #N/A | #N/A | #N/A | #N/A | #N/A | #N/A | #N/A | #N/A | #N/A | #N/A | #N/A | #N/A | #N/A | #N/A
IMPECCA | IWA10-KS30 | 10000 | Window | No | Yes | None | 12 | 2017-03-27 | 2017-03-27 | Yes | 11000 | 8000 | No Yes None 11000 8000 | 3 | #N/A | #N/A | 12 | #N/A | #N/A | #N/A | #N/A | #N/A | #N/A | #N/A | #N/A | #N/A | #N/A | #N/A | #N/A | #N/A | #N/A | #N/A
IMPECCA | IWA10-KS30 | 10000 | Window | No | Yes | None | 12 | 2019-05-01 | 2019-03-07 | No | 11000 | 8000 | No Yes None 11000 8000 | 3 | #N/A | #N/A | 12 | #N/A | #N/A | #N/A | #N/A | #N/A | #N/A | #N/A | #N/A | #N/A | #N/A | #N/A | #N/A | #N/A | #N/A | #N/A
KANIONco | KW-10R32CSL | 10000 | Window | No | Yes | None | 12 | 2021-04-21 | 2021-04-21 | Yes | 11000 | 8000 | No Yes None 11000 8000 | 3 | #N/A | #N/A | 12 | #N/A | #N/A | #N/A | #N/A | #N/A | #N/A | #N/A | #N/A | #N/A | #N/A | #N/A | #N/A | #N/A | #N/A | #N/A
Kenmore | 861.10063 | 10000 | Window | No | Yes | None | 12 | 2016-02-01 | 2016-02-01 | Yes | 11000 | 8000 | No Yes None 11000 8000 | 3 | #N/A | #N/A | 12 | #N/A | #N/A | #N/A | #N/A | #N/A | #N/A | #N/A | #N/A | #N/A | #N/A | #N/A | #N/A | #N/A | #N/A | #N/A
Keystone | KSTAW10C | 10000 | Window | No | Yes | None | 12 | 2017-08-01 | 2017-08-01 | Yes | 11000 | 8000 | No Yes None 11000 8000 | 3 | #N/A | #N/A | 12 | #N/A | #N/A | #N/A | #N/A | #N/A | #N/A | #N/A | #N/A | #N/A | #N/A | #N/A | #N/A | #N/A | #N/A | #N/A
Keystone | KSTAW10CE | 10000 | Window | No | Yes | None | 12 | 2019-05-01 | 2019-03-07 | No | 11000 | 8000 | No Yes None 11000 8000 | 3 | #N/A | #N/A | 12 | #N/A | #N/A | #N/A | #N/A | #N/A | #N/A | #N/A | #N/A | #N/A | #N/A | #N/A | #N/A | #N/A | #N/A | #N/A
Koldfront | WAC10002WCO | 10000 | Window | No | Yes | None | 12 | 2016-03-25 | 2016-03-27 | Yes | 11000 | 8000 | No Yes None 11000 8000 | 3 | #N/A | #N/A | 12 | #N/A | #N/A | #N/A | #N/A | #N/A | #N/A | #N/A | #N/A | #N/A | #N/A | #N/A | #N/A | #N/A | #N/A | #N/A
Koldfront | WAC10003WCO | 10000 | Window | No | Yes | None | 12 | 2018-11-01 | 2018-11-08 | No | 11000 | 8000 | No Yes None 11000 8000 | 3 | #N/A | #N/A | 12 | #N/A | #N/A | #N/A | #N/A | #N/A | #N/A | #N/A | #N/A | #N/A | #N/A | #N/A | #N/A | #N/A | #N/A | #N/A
Koolking | KWH101CE1A | 10000 | Window | No | Yes | None | 12 | 2018-10-25 | 2018-09-30 | Yes | 11000 | 8000 | No Yes None 11000 8000 | 3 | #N/A | #N/A | 12 | #N/A | #N/A | #N/A | #N/A | #N/A | #N/A | #N/A | #N/A | #N/A | #N/A | #N/A | #N/A | #N/A | #N/A | #N/A
Koolking | MWECK-10CRN1-BCL0 | 10000 | Window | No | Yes | None | 12 | 2015-12-15 | 2015-12-23 | No | 11000 | 8000 | No Yes None 11000 8000 | 3 | #N/A | #N/A | 12 | #N/A | #N/A | #N/A | #N/A | #N/A | #N/A | #N/A | #N/A | #N/A | #N/A | #N/A | #N/A | #N/A | #N/A | #N/A
LG | LW1016ER | 10000 | Window | No | Yes | None | 12 | 2015-11-06 | 2015-11-09 | Yes | 11000 | 8000 | No Yes None 11000 8000 | 3 | #N/A | #N/A | 12 | #N/A | #N/A | #N/A | #N/A | #N/A | #N/A | #N/A | #N/A | #N/A | #N/A | #N/A | #N/A | #N/A | #N/A | #N/A
LG | LW1022ERSM | 10000 | Window | No | Yes | None | 12 | 2021-11-11 | 2021-01-11 | No | 11000 | 8000 | No Yes None 11000 8000 | 3 | #N/A | #N/A | 12 | #N/A | #N/A | #N/A | #N/A | #N/A | #N/A | #N/A | #N/A | #N/A | #N/A | #N/A | #N/A | #N/A | #N/A | #N/A
LG | LW1022ERSM | 10000 | Window | No | Yes | None | 12 | 2021-11-11 | 2021-01-11 | No | 11000 | 8000 | No Yes None 11000 8000 | 3 | #N/A | #N/A | 12 | #N/A | #N/A | #N/A | #N/A | #N/A | #N/A | #N/A | #N/A | #N/A | #N/A | #N/A | #N/A | #N/A | #N/A | #N/A
Mastercraft | MCRAC10KEWM | 10000 | Window | No | Yes | None | 12 | 2017-12-15 | 2017-12-25 | Yes | 11000 | 8000 | No Yes None 11000 8000 | 3 | #N/A | #N/A | 12 | #N/A | #N/A | #N/A | #N/A | #N/A | #N/A | #N/A | #N/A | #N/A | #N/A | #N/A | #N/A | #N/A | #N/A | #N/A
Mastercraft | MCRAC10KEWM1 | 10000 | Window | No | Yes | None | 12 | 2018-11-21 | 2018-09-30 | No | 11000 | 8000 | No Yes None 11000 8000 | 3 | #N/A | #N/A | 12 | #N/A | #N/A | #N/A | #N/A | #N/A | #N/A | #N/A | #N/A | #N/A | #N/A | #N/A | #N/A | #N/A | #N/A | #N/A
Midea | AKW10CW71 | 10000 | Window | No | Yes | None | 12 | 2017-02-06 | 2017-02-06 | Yes | 11000 | 8000 | No Yes None 11000 8000 | 3 | #N/A | #N/A | 12 | #N/A | #N/A | #N/A | #N/A | #N/A | #N/A | #N/A | #N/A | #N/A | #N/A | #N/A | #N/A | #N/A | #N/A | #N/A
Midea | KWDUK-10CWN1-BCL0 | 10000 | Window | No | Yes | None | 12 | 2017-02-06 | 2017-02-06 | No | 11000 | 8000 | No Yes None 11000 8000 | 3 | #N/A | #N/A | 12 | #N/A | #N/A | #N/A | #N/A | #N/A | #N/A | #N/A | #N/A | #N/A | #N/A | #N/A | #N/A | #N/A | #N/A | #N/A
Midea | MAW10R1BWT | 10000 | Window | No | Yes | None | 12 | 2019-03-01 | 2019-03-07 | No | 11000 | 8000 | No Yes None 11000 8000 | 3 | #N/A | #N/A | 12 | #N/A | #N/A | #N/A | #N/A | #N/A | #N/A | #N/A | #N/A | #N/A | #N/A | #N/A | #N/A | #N/A | #N/A | #N/A
Midea | MAW10R1BWT | 10000 | Window | No | Yes | None | 12 | 2021-11-13 | 2021-12-10 | No | 11000 | 8000 | No Yes None 11000 8000 | 3 | #N/A | #N/A | 12 | #N/A | #N/A | #N/A | #N/A | #N/A | #N/A | #N/A | #N/A | #N/A | #N/A | #N/A | #N/A | #N/A | #N/A | #N/A
Midea | MAW10S1YWT | 10000 | Window | No | Yes | None | 12 | 2018-12-15 | 2018-12-24 | No | 11000 | 8000 | No Yes None 11000 8000 | 3 | #N/A | #N/A | 12 | #N/A | #N/A | #N/A | #N/A | #N/A | #N/A | #N/A | #N/A | #N/A | #N/A | #N/A | #N/A | #N/A | #N/A | #N/A
Midea | MAW10S1YWT-E | 10000 | Window | No | Yes | None | 12 | 2018-12-15 | 2018-12-24 | No | 11000 | 8000 | No Yes None 11000 8000 | 3 | #N/A | #N/A | 12 | #N/A | #N/A | #N/A | #N/A | #N/A | #N/A | #N/A | #N/A | #N/A | #N/A | #N/A | #N/A | #N/A | #N/A | #N/A
Midea | MWA10CR71 | 10000 | Window | No | Yes | None | 12 | 2017-09-28 | 2017-09-28 | No | 11000 | 8000 | No Yes None 11000 8000 | 3 | #N/A | #N/A | 12 | #N/A | #N/A | #N/A | #N/A | #N/A | #N/A | #N/A | #N/A | #N/A | #N/A | #N/A | #N/A | #N/A | #N/A | #N/A
Midea | MWA10CR71-A | 10000 | Window | No | Yes | None | 12 | 2017-08-09 | 2017-08-09 | No | 11000 | 8000 | No Yes None 11000 8000 | 3 | #N/A | #N/A | 12 | #N/A | #N/A | #N/A | #N/A | #N/A | #N/A | #N/A | #N/A | #N/A | #N/A | #N/A | #N/A | #N/A | #N/A | #N/A
Midea | MWA10CR71-E | 10000 | Window | No | Yes | None | 12 | 2017-08-09 | 2017-08-09 | No | 11000 | 8000 | No Yes None 11000 8000 | 3 | #N/A | #N/A | 12 | #N/A | #N/A | #N/A | #N/A | #N/A | #N/A | #N/A | #N/A | #N/A | #N/A | #N/A | #N/A | #N/A | #N/A | #N/A
Midea | MWB10CW71 | 10000 | Window | No | Yes | None | 12 | 2017-09-28 | 2017-09-28 | No | 11000 | 8000 | No Yes None 11000 8000 | 3 | #N/A | #N/A | 12 | #N/A | #N/A | #N/A | #N/A | #N/A | #N/A | #N/A | #N/A | #N/A | #N/A | #N/A | #N/A | #N/A | #N/A | #N/A
Midea | MWHUK-10CRN8-BCL0 | 10000 | Window | No | Yes | None | 12 | 2018-10-01 | 2018-09-30 | No | 11000 | 8000 | No Yes None 11000 8000 | 3 | #N/A | #N/A | 12 | #N/A | #N/A | #N/A | #N/A | #N/A | #N/A | #N/A | #N/A | #N/A | #N/A | #N/A | #N/A | #N/A | #N/A | #N/A
Midea | MWHUKB11-10CRN8-BCL0N | 10000 | Window | No | Yes | None | 12 | 2019-01-01 | 2018-11-08 | No | 11000 | 8000 | No Yes None 11000 8000 | 3 | #N/A | #N/A | 12 | #N/A | #N/A | #N/A | #N/A | #N/A | #N/A | #N/A | #N/A | #N/A | #N/A | #N/A | #N/A | #N/A | #N/A | #N/A
Noma iQ | 143-0034-0 | 10000 | Window | No | Yes | None | 12 | 2021-11-15 | 2022-02-23 | Yes | 11000 | 8000 | No Yes None 11000 8000 | 3 | #N/A | #N/A | 12 | #N/A | #N/A | #N/A | #N/A | #N/A | #N/A | #N/A | #N/A | #N/A | #N/A | #N/A | #N/A | #N/A | #N/A | #N/A
Noma | 043-0758-6 | 10000 | Window | No | Yes | None | 12 | 2021-11-15 | 2021-11-26 | Yes | 11000 | 8000 | No Yes None 11000 8000 | 3 | #N/A | #N/A | 12 | #N/A | #N/A | #N/A | #N/A | #N/A | #N/A | #N/A | #N/A | #N/A | #N/A | #N/A | #N/A | #N/A | #N/A | #N/A
Noma | 043-5243-0 | 10000 | Window | No | Yes | None | 12 | 2018-11-01 | 2018-11-08 | No | 11000 | 8000 | No Yes None 11000 8000 | 3 | #N/A | #N/A | 12 | #N/A | #N/A | #N/A | #N/A | #N/A | #N/A | #N/A | #N/A | #N/A | #N/A | #N/A | #N/A | #N/A | #N/A | #N/A
Norpole | NPRAC10KEWMZ | 10000 | Window | No | Yes | None | 12 | 2017-12-15 | 2017-12-25 | Yes | 11000 | 8000 | No Yes None 11000 8000 | 3 | #N/A | #N/A | 12 | #N/A | #N/A | #N/A | #N/A | #N/A | #N/A | #N/A | #N/A | #N/A | #N/A | #N/A | #N/A | #N/A | #N/A | #N/A
Norpole | NPRAC10KEWMZ1 | 10000 | Window | No | Yes | None | 12 | 2018-11-21 | 2018-09-30 | No | 11000 | 8000 | No Yes None 11000 8000 | 3 | #N/A | #N/A | 12 | #N/A | #N/A | #N/A | #N/A | #N/A | #N/A | #N/A | #N/A | #N/A | #N/A | #N/A | #N/A | #N/A | #N/A | #N/A
Norpole | NPRAC10KEWMZ2 | 10000 | Window | No | Yes | None | 12 | 2021-12-06 | 2021-12-14 | No | 11000 | 8000 | No Yes None 11000 8000 | 3 | #N/A | #N/A | 12 | #N/A | #N/A | #N/A | #N/A | #N/A | #N/A | #N/A | #N/A | #N/A | #N/A | #N/A | #N/A | #N/A | #N/A | #N/A
Ocean Breeze | OBZ-10ESN | 10000 | Window | No | Yes | None | 12 | 2016-11-14 | 2016-11-14 | Yes | 11000 | 8000 | No Yes None 11000 8000 | 3 | #N/A | #N/A | 12 | #N/A | #N/A | #N/A | #N/A | #N/A | #N/A | #N/A | #N/A | #N/A | #N/A | #N/A | #N/A | #N/A | #N/A | #N/A
Ocean Breeze | OBZ-10ESN3 | 10000 | Window | No | Yes | None | 12 | 2019-11-15 | 2019-11-07 | No | 11000 | 8000 | No Yes None 11000 8000 | 3 | #N/A | #N/A | 12 | #N/A | #N/A | #N/A | #N/A | #N/A | #N/A | #N/A | #N/A | #N/A | #N/A | #N/A | #N/A | #N/A | #N/A | #N/A
OMNI MAX | OWH101CE1A | 10000 | Window | No | Yes | None | 12 | 2021-12-06 | 2021-12-06 | Yes | 11000 | 8000 | No Yes None 11000 8000 | 3 | #N/A | #N/A | 12 | #N/A | #N/A | #N/A | #N/A | #N/A | #N/A | #N/A | #N/A | #N/A | #N/A | #N/A | #N/A | #N/A | #N/A | #N/A
Perfect aire | 4FPC10000 | 10000 | Window | No | Yes | None | 12 | 2016-06-10 | 2016-06-15 | Yes | 11000 | 8000 | No Yes None 11000 8000 | 3 | #N/A | #N/A | 12 | #N/A | #N/A | #N/A | #N/A | #N/A | #N/A | #N/A | #N/A | #N/A | #N/A | #N/A | #N/A | #N/A | #N/A | #N/A
Perfect aire | 4PAC10000 | 10000 | Window | No | Yes | None | 12 | 2015-12-15 | 2015-12-23 | No | 11000 | 8000 | No Yes None 11000 8000 | 3 | #N/A | #N/A | 12 | #N/A | #N/A | #N/A | #N/A | #N/A | #N/A | #N/A | #N/A | #N/A | #N/A | #N/A | #N/A | #N/A | #N/A | #N/A
Perfect aire | 5PAC10000 | 10000 | Window | No | Yes | None | 12 | 2016-11-22 | 2016-11-22 | No | 11000 | 8000 | No Yes None 11000 8000 | 3 | #N/A | #N/A | 12 | #N/A | #N/A | #N/A | #N/A | #N/A | #N/A | #N/A | #N/A | #N/A | #N/A | #N/A | #N/A | #N/A | #N/A | #N/A
Perfect aire | 5SAC10000 | 10000 | Window | No | Yes | None | 12 | 2016-12-07 | 2016-12-08 | No | 11000 | 8000 | No Yes None 11000 8000 | 3 | #N/A | #N/A | 12 | #N/A | #N/A | #N/A | #N/A | #N/A | #N/A | #N/A | #N/A | #N/A | #N/A | #N/A | #N/A | #N/A | #N/A | #N/A
Perfect aire | 6PAC10000 | 10000 | Window | No | Yes | None | 12 | 2018-11-01 | 2018-11-08 | No | 11000 | 8000 | No Yes None 11000 8000 | 3 | #N/A | #N/A | 12 | #N/A | #N/A | #N/A | #N/A | #N/A | #N/A | #N/A | #N/A | #N/A | #N/A | #N/A | #N/A | #N/A | #N/A | #N/A
Perfect aire | 6PAC10000 | 10000 | Window | No | Yes | None | 12 | 2021-11-13 | 2021-12-10 | No | 11000 | 8000 | No Yes None 11000 8000 | 3 | #N/A | #N/A | 12 | #N/A | #N/A | #N/A | #N/A | #N/A | #N/A | #N/A | #N/A | #N/A | #N/A | #N/A | #N/A | #N/A | #N/A | #N/A
Perfect aire | 6SAC10000 | 10000 | Window | No | Yes | None | 12 | 2020-01-14 | 2020-01-14 | No | 11000 | 8000 | No Yes None 11000 8000 | 3 | #N/A | #N/A | 12 | #N/A | #N/A | #N/A | #N/A | #N/A | #N/A | #N/A | #N/A | #N/A | #N/A | #N/A | #N/A | #N/A | #N/A | #N/A
RCA | RACE1011-6COM | 10000 | Window | No | Yes | None | 12 | 2021-02-03 | 2021-02-09 | Yes | 11000 | 8000 | No Yes None 11000 8000 | 3 | #N/A | #N/A | 12 | #N/A | #N/A | #N/A | #N/A | #N/A | #N/A | #N/A | #N/A | #N/A | #N/A | #N/A | #N/A | #N/A | #N/A | #N/A
RCA | RACE1024-6COM | 10000 | Window | No | Yes | None | 12 | 2022-01-10 | 2022-01-11 | No | 11000 | 8000 | No Yes None 11000 8000 | 3 | #N/A | #N/A | 12 | #N/A | #N/A | #N/A | #N/A | #N/A | #N/A | #N/A | #N/A | #N/A | #N/A | #N/A | #N/A | #N/A | #N/A | #N/A
Sea Breeze | WA310YREX | 10000 | Window | No | Yes | None | 12 | 2022-04-07 | 2022-04-07 | Yes | 11000 | 8000 | No Yes None 11000 8000 | 3 | #N/A | #N/A | 12 | #N/A | #N/A | #N/A | #N/A | #N/A | #N/A | #N/A | #N/A | #N/A | #N/A | #N/A | #N/A | #N/A | #N/A | #N/A
Seasons | SW10R1 | 10000 | Window | No | Yes | None | 12 | 2021-08-31 | 2021-08-31 | Yes | 11000 | 8000 | No Yes None 11000 8000 | 3 | #N/A | #N/A | 12 | #N/A | #N/A | #N/A | #N/A | #N/A | #N/A | #N/A | #N/A | #N/A | #N/A | #N/A | #N/A | #N/A | #N/A | #N/A
SPT | WA-1022S1 | 10000 | Window | No | Yes | None | 12 | 2016-11-15 | 2016-11-15 | Yes | 11000 | 8000 | No Yes None 11000 8000 | 3 | #N/A | #N/A | 12 | #N/A | #N/A | #N/A | #N/A | #N/A | #N/A | #N/A | #N/A | #N/A | #N/A | #N/A | #N/A | #N/A | #N/A | #N/A
TCL | H10W25W-CA | 10000 | Window | No | Yes | None | 12 | 2022-07-11 | 2022-07-14 | Yes | 11000 | 8000 | No Yes None 11000 8000 | 3 | #N/A | #N/A | 12 | #N/A | #N/A | #N/A | #N/A | #N/A | #N/A | #N/A | #N/A | #N/A | #N/A | #N/A | #N/A | #N/A | #N/A | #N/A
TCL | H10W26W | 10000 | Window | No | Yes | None | 12 | 2022-07-11 | 2022-07-14 | No | 11000 | 8000 | No Yes None 11000 8000 | 3 | #N/A | #N/A | 12 | #N/A | #N/A | #N/A | #N/A | #N/A | #N/A | #N/A | #N/A | #N/A | #N/A | #N/A | #N/A | #N/A | #N/A | #N/A
TCL | KC-29/YXRD(E1/6)(00408) | 10000 | Window | No | Yes | None | 12 | 2020-12-05 | 2020-12-05 | No | 11000 | 8000 | No Yes None 11000 8000 | 3 | #N/A | #N/A | 12 | #N/A | #N/A | #N/A | #N/A | #N/A | #N/A | #N/A | #N/A | #N/A | #N/A | #N/A | #N/A | #N/A | #N/A | #N/A
Toscana Air | 57H-ID0-10CRN1/BCL0W | 10000 | Window | No | Yes | None | 12 | 2016-03-15 | 2016-03-16 | Yes | 11000 | 8000 | No Yes None 11000 8000 | 3 | #N/A | #N/A | 12 | #N/A | #N/A | #N/A | #N/A | #N/A | #N/A | #N/A | #N/A | #N/A | #N/A | #N/A | #N/A | #N/A | #N/A | #N/A
Toscana Air | 57H-ID0-MWEUK10CRN1 | 10000 | Window | No | Yes | None | 12 | 2018-01-15 | 2018-01-23 | No | 11000 | 8000 | No Yes None 11000 8000 | 3 | #N/A | #N/A | 12 | #N/A | #N/A | #N/A | #N/A | #N/A | #N/A | #N/A | #N/A | #N/A | #N/A | #N/A | #N/A | #N/A | #N/A | #N/A
Toshiba | RAC-WK1011ESCWU | 10000 | Window | No | Yes | None | 12 | 2017-09-11 | 2017-09-11 | Yes | 11000 | 8000 | No Yes None 11000 8000 | 3 | #N/A | #N/A | 12 | #N/A | #N/A | #N/A | #N/A | #N/A | #N/A | #N/A | #N/A | #N/A | #N/A | #N/A | #N/A | #N/A | #N/A | #N/A
Truett Plus | TRAC10KWM1 | 10000 | Window | No | Yes | None | 12 | 2019-11-15 | 2019-11-07 | Yes | 11000 | 8000 | No Yes None 11000 8000 | 3 | #N/A | #N/A | 12 | #N/A | #N/A | #N/A | #N/A | #N/A | #N/A | #N/A | #N/A | #N/A | #N/A | #N/A | #N/A | #N/A | #N/A | #N/A
Vissani | VWA10 | 10000 | Window | No | Yes | None | 12 | 2021-12-03 | 2021-12-10 | Yes | 11000 | 8000 | No Yes None 11000 8000 | 3 | #N/A | #N/A | 12 | #N/A | #N/A | #N/A | #N/A | #N/A | #N/A | #N/A | #N/A | #N/A | #N/A | #N/A | #N/A | #N/A | #N/A | #N/A
Westpointe | MWEUK-10CRN1-BCL0 | 10000 | Window | No | Yes | None | 12 | 2016-03-01 | 2016-03-07 | Yes | 11000 | 8000 | No Yes None 11000 8000 | 3 | #N/A | #N/A | 12 | #N/A | #N/A | #N/A | #N/A | #N/A | #N/A | #N/A | #N/A | #N/A | #N/A | #N/A | #N/A | #N/A | #N/A | #N/A
Whirlpool | WHAW101BW | 10000 | Window | No | Yes | None | 12 | 2016-12-18 | 2016-12-16 | Yes | 11000 | 8000 | No Yes None 11000 8000 | 3 | #N/A | #N/A | 12 | #N/A | #N/A | #N/A | #N/A | #N/A | #N/A | #N/A | #N/A | #N/A | #N/A | #N/A | #N/A | #N/A | #N/A | #N/A
Whirlpool | WHAW101CW | 10000 | Window | No | Yes | None | 12 | 2021-12-01 | 2021-11-17 | No | 11000 | 8000 | No Yes None 11000 8000 | 3 | #N/A | #N/A | 12 | #N/A | #N/A | #N/A | #N/A | #N/A | #N/A | #N/A | #N/A | #N/A | #N/A | #N/A | #N/A | #N/A | #N/A | #N/A
TCL | 10W3E1 | 10100 | Window | No | Yes | None | 12 | 2022-07-11 | 2022-07-14 | Yes | 11000 | 8000 | No Yes None 11000 8000 | 3 | #N/A | #N/A | 12 | #N/A | #N/A | #N/A | #N/A | #N/A | #N/A | #N/A | #N/A | #N/A | #N/A | #N/A | #N/A | #N/A | #N/A | #N/A
TCL | 10W3E1-A | 10100 | Window | No | Yes | None | 12 | 2022-07-22 | 2022-07-25 | No | 11000 | 8000 | No Yes None 11000 8000 | 3 | #N/A | #N/A | 12 | #N/A | #N/A | #N/A | #N/A | #N/A | #N/A | #N/A | #N/A | #N/A | #N/A | #N/A | #N/A | #N/A | #N/A | #N/A
TCL | 10W9E1 | 10100 | Window | No | Yes | None | 12 | 2022-07-11 | 2022-07-14 | No | 11000 | 8000 | No Yes None 11000 8000 | 3 | #N/A | #N/A | 12 | #N/A | #N/A | #N/A | #N/A | #N/A | #N/A | #N/A | #N/A | #N/A | #N/A | #N/A | #N/A | #N/A | #N/A | #N/A
TCL | 10W9E1-A | 10100 | Window | No | Yes | None | 12 | 2022-07-11 | 2022-07-14 | No | 11000 | 8000 | No Yes None 11000 8000 | 3 | #N/A | #N/A | 12 | #N/A | #N/A | #N/A | #N/A | #N/A | #N/A | #N/A | #N/A | #N/A | #N/A | #N/A | #N/A | #N/A | #N/A | #N/A
Frigidaire | FFRE1033U1E | 10200 | Window | No | Yes | None | 12 | 2017-11-15 | 2017-11-24 | Yes | 11000 | 8000 | No Yes None 11000 8000 | 3 | #N/A | #N/A | 12 | #N/A | #N/A | #N/A | #N/A | #N/A | #N/A | #N/A | #N/A | #N/A | #N/A | #N/A | #N/A | #N/A | #N/A | #N/A
Frigidaire | FFRE103ZA1 | 10200 | Window | No | Yes | None | 12 | 2019-11-15 | 2019-10-30 | No | 11000 | 8000 | No Yes None 11000 8000 | 3 | #N/A | #N/A | 12 | #N/A | #N/A | #N/A | #N/A | #N/A | #N/A | #N/A | #N/A | #N/A | #N/A | #N/A | #N/A | #N/A | #N/A | #N/A
GE | AEC10AXL1 | 10200 | Window | No | Yes | None | 12 | 2017-11-09 | 2017-11-09 | Yes | 11000 | 8000 | No Yes None 11000 8000 | 3 | #N/A | #N/A | 12 | #N/A | #N/A | #N/A | #N/A | #N/A | #N/A | #N/A | #N/A | #N/A | #N/A | #N/A | #N/A | #N/A | #N/A | #N/A
GREE | GJC10BL-A6NRNC5E | 10200 | Window | No | Yes | None | 12 | 2020-10-01 | 2020-11-19 | Yes | 11000 | 8000 | No Yes None 11000 8000 | 3 | #N/A | #N/A | 12 | #N/A | #N/A | #N/A | #N/A | #N/A | #N/A | #N/A | #N/A | #N/A | #N/A | #N/A | #N/A | #N/A | #N/A | #N/A
GREE | GJC10BL-A6NRND2D | 10200 | Window | No | Yes | None | 12 | 2021-01-20 | 2019-10-30 | No | 11000 | 8000 | No Yes None 11000 8000 | 3 | #N/A | #N/A | 12 | #N/A | #N/A | #N/A | #N/A | #N/A | #N/A | #N/A | #N/A | #N/A | #N/A | #N/A | #N/A | #N/A | #N/A | #N/A
GREE | GJC10BL-A6NRNE2D | 10200 | Window | No | Yes | None | 12 | 2021-01-20 | 2019-10-30 | No | 11000 | 8000 | No Yes None 11000 8000 | 3 | #N/A | #N/A | 12 | #N/A | #N/A | #N/A | #N/A | #N/A | #N/A | #N/A | #N/A | #N/A | #N/A | #N/A | #N/A | #N/A | #N/A | #N/A
GREE | GJC10BL-A6NRNH2B | 10200 | Window | No | Yes | None | 12 | 2018-11-01 | 2018-10-17 | No | 11000 | 8000 | No Yes None 11000 8000 | 3 | #N/A | #N/A | 12 | #N/A | #N/A | #N/A | #N/A | #N/A | #N/A | #N/A | #N/A | #N/A | #N/A | #N/A | #N/A | #N/A | #N/A | #N/A
GREE | GJC10BL-A6NRNH2D | 10200 | Window | No | Yes | None | 12 | 2019-11-15 | 2019-10-30 | No | 11000 | 8000 | No Yes None 11000 8000 | 3 | #N/A | #N/A | 12 | #N/A | #N/A | #N/A | #N/A | #N/A | #N/A | #N/A | #N/A | #N/A | #N/A | #N/A | #N/A | #N/A | #N/A | #N/A
GREE | GJC10BR-A6NRNJ1A | 10200 | Window | No | Yes | None | 12 | 2019-08-15 | 2019-08-02 | No | 11000 | 8000 | No Yes None 11000 8000 | 3 | #N/A | #N/A | 12 | #N/A | #N/A | #N/A | #N/A | #N/A | #N/A | #N/A | #N/A | #N/A | #N/A | #N/A | #N/A | #N/A | #N/A | #N/A
GREE | GWA10BTE | 10200 | Window | No | Yes | None | 12 | 2021-08-01 | 2021-08-10 | No | 11000 | 8000 | No Yes None 11000 8000 | 3 | #N/A | #N/A | 12 | #N/A | #N/A | #N/A | #N/A | #N/A | #N/A | #N/A | #N/A | #N/A | #N/A | #N/A | #N/A | #N/A | #N/A | #N/A
Sea Breeze | 421-0102 | 10200 | Window | No | Yes | None | 12 | 2019-11-01 | 2019-11-14 | Yes | 11000 | 8000 | No Yes None 11000 8000 | 3 | #N/A | #N/A | 12 | #N/A | #N/A | #N/A | #N/A | #N/A | #N/A | #N/A | #N/A | #N/A | #N/A | #N/A | #N/A | #N/A | #N/A | #N/A
Soleusair | WM1-10E-02 | 10200 | Window | No | Yes | None | 12 | 2018-03-28 | 2018-03-29 | Yes | 11000 | 8000 | No Yes None 11000 8000 | 3 | #N/A | #N/A | 12 | #N/A | #N/A | #N/A | #N/A | #N/A | #N/A | #N/A | #N/A | #N/A | #N/A | #N/A | #N/A | #N/A | #N/A | #N/A
TOSOT | GJC10BL-A6NRNC5E | 10200 | Window | No | Yes | None | 12 | 2020-10-01 | 2020-11-19 | Yes | 11000 | 8000 | No Yes None 11000 8000 | 3 | #N/A | #N/A | 12 | #N/A | #N/A | #N/A | #N/A | #N/A | #N/A | #N/A | #N/A | #N/A | #N/A | #N/A | #N/A | #N/A | #N/A | #N/A
TOSOT | GJC10BR-A3NRNJ1C | 10200 | Window | No | Yes | None | 12 | 2019-04-01 | 2019-04-11 | No | 11000 | 8000 | No Yes None 11000 8000 | 3 | #N/A | #N/A | 12 | #N/A | #N/A | #N/A | #N/A | #N/A | #N/A | #N/A | #N/A | #N/A | #N/A | #N/A | #N/A | #N/A | #N/A | #N/A
TOSOT | GJC10BR-A6NRNJ1A | 10200 | Window | No | Yes | None | 12 | 2020-05-01 | 2020-05-07 | No | 11000 | 8000 | No Yes None 11000 8000 | 3 | #N/A | #N/A | 12 | #N/A | #N/A | #N/A | #N/A | #N/A | #N/A | #N/A | #N/A | #N/A | #N/A | #N/A | #N/A | #N/A | #N/A | #N/A
GE | AHH12AW*# | 11600 | Window | No | Yes | None | 12 | 2016-12-16 | 2017-01-01 | Yes | 14000 | 11000 | No Yes None 14000 11000 | 3 | #N/A | #N/A | 12 | #N/A | #N/A | #N/A | #N/A | #N/A | #N/A | #N/A | #N/A | #N/A | #N/A | #N/A | #N/A | #N/A | #N/A | #N/A
Haier | QHC12AX*# | 11600 | Window | No | Yes | None | 12 | 2018-01-01 | 2017-12-25 | Yes | 14000 | 11000 | No Yes None 14000 11000 | 3 | #N/A | #N/A | 12 | #N/A | #N/A | #N/A | #N/A | #N/A | #N/A | #N/A | #N/A | #N/A | #N/A | #N/A | #N/A | #N/A | #N/A | #N/A
amazonbasics | B07Y2B3ZXV | 12000 | Window | No | Yes | None | 12 | 2019-11-01 | 2019-10-16 | Yes | 14000 | 11000 | No Yes None 14000 11000 | 3 | #N/A | #N/A | 12 | #N/A | #N/A | #N/A | #N/A | #N/A | #N/A | #N/A | #N/A | #N/A | #N/A | #N/A | #N/A | #N/A | #N/A | #N/A
Arctic King | AAW12C1OUM-PR | 12000 | Window | No | Yes | None | 12 | 2021-07-06 | 2021-07-06 | Yes | 14000 | 11000 | No Yes None 14000 11000 | 3 | #N/A | #N/A | 12 | #N/A | #N/A | #N/A | #N/A | #N/A | #N/A | #N/A | #N/A | #N/A | #N/A | #N/A | #N/A | #N/A | #N/A | #N/A
Arctic King | AKW12CR71 | 12000 | Window | No | Yes | None | 12 | 2017-02-06 | 2017-02-06 | No | 14000 | 11000 | No Yes None 14000 11000 | 3 | #N/A | #N/A | 12 | #N/A | #N/A | #N/A | #N/A | #N/A | #N/A | #N/A | #N/A | #N/A | #N/A | #N/A | #N/A | #N/A | #N/A | #N/A
Arctic King | MWHUK-12CRN8-BCL0 | 12000 | Window | No | Yes | None | 12 | 2018-10-01 | 2018-09-30 | No | 14000 | 11000 | No Yes None 14000 11000 | 3 | #N/A | #N/A | 12 | #N/A | #N/A | #N/A | #N/A | #N/A | #N/A | #N/A | #N/A | #N/A | #N/A | #N/A | #N/A | #N/A | #N/A | #N/A
Arctic King | MWHUK-12CRN8-BCL0 | 12000 | Window | No | Yes | None | 12 | 2020-06-01 | 2020-07-14 | No | 14000 | 11000 | No Yes None 14000 11000 | 3 | #N/A | #N/A | 12 | #N/A | #N/A | #N/A | #N/A | #N/A | #N/A | #N/A | #N/A | #N/A | #N/A | #N/A | #N/A | #N/A | #N/A | #N/A
Arctic King | MWHUK-12CRN8-BCL0 | 12000 | Window | No | Yes | None | 12 | 2022-01-17 | 2022-01-17 | No | 14000 | 11000 | No Yes None 14000 11000 | 3 | #N/A | #N/A | 12 | #N/A | #N/A | #N/A | #N/A | #N/A | #N/A | #N/A | #N/A | #N/A | #N/A | #N/A | #N/A | #N/A | #N/A | #N/A
Best Home | 57H-ID0-12CRN1/BJ8 | 12000 | Window | No | Yes | None | 12 | 2016-03-15 | 2016-03-16 | Yes | 14000 | 11000 | No Yes None 14000 11000 | 3 | #N/A | #N/A | 12 | #N/A | #N/A | #N/A | #N/A | #N/A | #N/A | #N/A | #N/A | #N/A | #N/A | #N/A | #N/A | #N/A | #N/A | #N/A
Black + Decker | BD12WT6 | 12000 | Window | No | Yes | None | 12 | 2021-01-15 | 2021-01-28 | Yes | 14000 | 11000 | No Yes None 14000 11000 | 3 | #N/A | #N/A | 12 | #N/A | #N/A | #N/A | #N/A | #N/A | #N/A | #N/A | #N/A | #N/A | #N/A | #N/A | #N/A | #N/A | #N/A | #N/A
Black + Decker | BWAM12W** | 12000 | Window | No | Yes | None | 12 | 2020-06-01 | 2020-06-02 | No | 14000 | 11000 | No Yes None 14000 11000 | 3 | #N/A | #N/A | 12 | #N/A | #N/A | #N/A | #N/A | #N/A | #N/A | #N/A | #N/A | #N/A | #N/A | #N/A | #N/A | #N/A | #N/A | #N/A
BLACK DECKER | BWAC12WT | 12000 | Window | No | Yes | None | 12 | 2017-04-12 | 2017-04-12 | No | 14000 | 11000 | No Yes None 14000 11000 | 3 | #N/A | #N/A | 12 | #N/A | #N/A | #N/A | #N/A | #N/A | #N/A | #N/A | #N/A | #N/A | #N/A | #N/A | #N/A | #N/A | #N/A | #N/A
BLACK+DECKER | BD12WT6 | 12000 | Window | No | Yes | None | 12 | 2022-04-07 | 2022-04-07 | No | 14000 | 11000 | No Yes None 14000 11000 | 3 | #N/A | #N/A | 12 | #N/A | #N/A | #N/A | #N/A | #N/A | #N/A | #N/A | #N/A | #N/A | #N/A | #N/A | #N/A | #N/A | #N/A | #N/A
BLACK+DECKER | BWAC12WTB | 12000 | Window | No | Yes | None | 12 | 2021-01-25 | 2021-02-03 | No | 14000 | 11000 | No Yes None 14000 11000 | 3 | #N/A | #N/A | 12 | #N/A | #N/A | #N/A | #N/A | #N/A | #N/A | #N/A | #N/A | #N/A | #N/A | #N/A | #N/A | #N/A | #N/A | #N/A
Breeze33 | BZ3312WAC1 | 12000 | Window | No | Yes | None | 12 | 2019-05-01 | 2019-03-07 | Yes | 14000 | 11000 | No Yes None 14000 11000 | 3 | #N/A | #N/A | 12 | #N/A | #N/A | #N/A | #N/A | #N/A | #N/A | #N/A | #N/A | #N/A | #N/A | #N/A | #N/A | #N/A | #N/A | #N/A
CLASSIC AMERICA | TWC-12CRD1/L0U-CA | 12000 | Window | No | Yes | None | 12 | 2021-04-10 | 2021-04-22 | Yes | 14000 | 11000 | No Yes None 14000 11000 | 3 | #N/A | #N/A | 12 | #N/A | #N/A | #N/A | #N/A | #N/A | #N/A | #N/A | #N/A | #N/A | #N/A | #N/A | #N/A | #N/A | #N/A | #N/A
Coast air | CEW121BS | 12000 | Window | No | Yes | None | 12 | 2019-03-01 | 2019-03-07 | Yes | 14000 | 11000 | No Yes None 14000 11000 | 3 | #N/A | #N/A | 12 | #N/A | #N/A | #N/A | #N/A | #N/A | #N/A | #N/A | #N/A | #N/A | #N/A | #N/A | #N/A | #N/A | #N/A | #N/A
Coast air | CEW121CS | 12000 | Window | No | Yes | None | 12 | 2021-11-13 | 2021-12-10 | No | 14000 | 11000 | No Yes None 14000 11000 | 3 | #N/A | #N/A | 12 | #N/A | #N/A | #N/A | #N/A | #N/A | #N/A | #N/A | #N/A | #N/A | #N/A | #N/A | #N/A | #N/A | #N/A | #N/A
Comfort Aire | RADS-121Q | 12000 | Window | No | Yes | None | 12 | 2018-11-01 | 2018-11-08 | Yes | 14000 | 11000 | No Yes None 14000 11000 | 3 | #N/A | #N/A | 12 | #N/A | #N/A | #N/A | #N/A | #N/A | #N/A | #N/A | #N/A | #N/A | #N/A | #N/A | #N/A | #N/A | #N/A | #N/A
Comfort Aire | RADS-121R | 12000 | Window | No | Yes | None | 12 | 2020-07-01 | 2020-07-20 | No | 14000 | 11000 | No Yes None 14000 11000 | 3 | #N/A | #N/A | 12 | #N/A | #N/A | #N/A | #N/A | #N/A | #N/A | #N/A | #N/A | #N/A | #N/A | #N/A | #N/A | #N/A | #N/A | #N/A
Commercial Cool | CC12WT | 12000 | Window | No | Yes | None | 12 | 2021-01-15 | 2021-01-28 | Yes | 14000 | 11000 | No Yes None 14000 11000 | 3 | #N/A | #N/A | 12 | #N/A | #N/A | #N/A | #N/A | #N/A | #N/A | #N/A | #N/A | #N/A | #N/A | #N/A | #N/A | #N/A | #N/A | #N/A
Commercial Cool | CWAM12W6C | 12000 | Window | No | Yes | None | 12 | 2022-04-07 | 2022-04-07 | No | 14000 | 11000 | No Yes None 14000 11000 | 3 | #N/A | #N/A | 12 | #N/A | #N/A | #N/A | #N/A | #N/A | #N/A | #N/A | #N/A | #N/A | #N/A | #N/A | #N/A | #N/A | #N/A | #N/A
Cool-living | CL-RAC12EWES | 12000 | Window | No | Yes | None | 12 | 2017-11-27 | 2017-11-27 | Yes | 14000 | 11000 | No Yes None 14000 11000 | 3 | #N/A | #N/A | 12 | #N/A | #N/A | #N/A | #N/A | #N/A | #N/A | #N/A | #N/A | #N/A | #N/A | #N/A | #N/A | #N/A | #N/A | #N/A
Cool-living | CL-RAC12EWES-6A | 12000 | Window | No | Yes | None | 12 | 2019-12-30 | 2019-12-30 | No | 14000 | 11000 | No Yes None 14000 11000 | 3 | #N/A | #N/A | 12 | #N/A | #N/A | #N/A | #N/A | #N/A | #N/A | #N/A | #N/A | #N/A | #N/A | #N/A | #N/A | #N/A | #N/A | #N/A
Coolworks | MWHUK-12CRN8-BCL0 | 12000 | Window | No | Yes | None | 12 | 2019-12-27 | 2019-12-27 | Yes | 14000 | 11000 | No Yes None 14000 11000 | 3 | #N/A | #N/A | 12 | #N/A | #N/A | #N/A | #N/A | #N/A | #N/A | #N/A | #N/A | #N/A | #N/A | #N/A | #N/A | #N/A | #N/A | #N/A
Crosley | CATS12A1 | 12000 | Window | No | Yes | None | 12 | 2018-01-15 | 2018-01-15 | Yes | 14000 | 11000 | No Yes None 14000 11000 | 3 | #N/A | #N/A | 12 | #N/A | #N/A | #N/A | #N/A | #N/A | #N/A | #N/A | #N/A | #N/A | #N/A | #N/A | #N/A | #N/A | #N/A | #N/A
Crosley | CATS12B1 | 12000 | Window | No | Yes | None | 12 | 2020-05-25 | 2020-05-26 | No | 14000 | 11000 | No Yes None 14000 11000 | 3 | #N/A | #N/A | 12 | #N/A | #N/A | #N/A | #N/A | #N/A | #N/A | #N/A | #N/A | #N/A | #N/A | #N/A | #N/A | #N/A | #N/A | #N/A
Crosley | CATS12C1 | 12000 | Window | No | Yes | None | 12 | 2021-02-05 | 2021-03-27 | No | 14000 | 11000 | No Yes None 14000 11000 | 3 | #N/A | #N/A | 12 | #N/A | #N/A | #N/A | #N/A | #N/A | #N/A | #N/A | #N/A | #N/A | #N/A | #N/A | #N/A | #N/A | #N/A | #N/A
Danby | DAC120B5* | 12000 | Window | No | Yes | None | 12 | 2019-02-01 | 2019-01-09 | Yes | 14000 | 11000 | No Yes None 14000 11000 | 3 | #N/A | #N/A | 12 | #N/A | #N/A | #N/A | #N/A | #N/A | #N/A | #N/A | #N/A | #N/A | #N/A | #N/A | #N/A | #N/A | #N/A | #N/A
Danby | DAC120B6WDB-6 | 12000 | Window | No | Yes | None | 12 | 2021-12-06 | 2021-12-06 | No | 14000 | 11000 | No Yes None 14000 11000 | 3 | #N/A | #N/A | 12 | #N/A | #N/A | #N/A | #N/A | #N/A | #N/A | #N/A | #N/A | #N/A | #N/A | #N/A | #N/A | #N/A | #N/A | #N/A
Danby | DAC120EB6* | 12000 | Window | No | Yes | None | 12 | 2019-11-19 | 2019-10-07 | No | 14000 | 11000 | No Yes None 14000 11000 | 3 | #N/A | #N/A | 12 | #N/A | #N/A | #N/A | #N/A | #N/A | #N/A | #N/A | #N/A | #N/A | #N/A | #N/A | #N/A | #N/A | #N/A | #N/A
Danby | DAC120EB7* | 12000 | Window | No | Yes | None | 12 | 2019-11-19 | 2019-10-07 | No | 14000 | 11000 | No Yes None 14000 11000 | 3 | #N/A | #N/A | 12 | #N/A | #N/A | #N/A | #N/A | #N/A | #N/A | #N/A | #N/A | #N/A | #N/A | #N/A | #N/A | #N/A | #N/A | #N/A
Danby | DAC120EB8WDB | 12000 | Window | No | Yes | None | 12 | 2021-12-06 | 2021-12-06 | No | 14000 | 11000 | No Yes None 14000 11000 | 3 | #N/A | #N/A | 12 | #N/A | #N/A | #N/A | #N/A | #N/A | #N/A | #N/A | #N/A | #N/A | #N/A | #N/A | #N/A | #N/A | #N/A | #N/A
Danby | DAC120EB9WDB-6 | 12000 | Window | No | Yes | None | 12 | 2021-12-06 | 2021-12-06 | No | 14000 | 11000 | No Yes None 14000 11000 | 3 | #N/A | #N/A | 12 | #N/A | #N/A | #N/A | #N/A | #N/A | #N/A | #N/A | #N/A | #N/A | #N/A | #N/A | #N/A | #N/A | #N/A | #N/A
DELLA | 048-TL-WAC12K32 | 12000 | Window | No | Yes | None | 12 | 2021-01-06 | 2021-01-07 | Yes | 14000 | 11000 | No Yes None 14000 11000 | 3 | #N/A | #N/A | 12 | #N/A | #N/A | #N/A | #N/A | #N/A | #N/A | #N/A | #N/A | #N/A | #N/A | #N/A | #N/A | #N/A | #N/A | #N/A
DENALI AIRE | 1DAC12K | 12000 | Window | No | Yes | None | 12 | 2019-12-20 | 2019-12-16 | Yes | 14000 | 11000 | No Yes None 14000 11000 | 3 | #N/A | #N/A | 12 | #N/A | #N/A | #N/A | #N/A | #N/A | #N/A | #N/A | #N/A | #N/A | #N/A | #N/A | #N/A | #N/A | #N/A | #N/A
Emerson | EARC12RE1 | 12000 | Window | No | Yes | None | 12 | 2016-10-30 | 2016-12-16 | Yes | 14000 | 11000 | No Yes None 14000 11000 | 3 | #N/A | #N/A | 12 | #N/A | #N/A | #N/A | #N/A | #N/A | #N/A | #N/A | #N/A | #N/A | #N/A | #N/A | #N/A | #N/A | #N/A | #N/A
Emerson Quiet Kool | EARC12RE1H | 12000 | Window | No | Yes | None | 12 | 2021-08-18 | 2021-08-26 | Yes | 14000 | 11000 | No Yes None 14000 11000 | 3 | #N/A | #N/A | 12 | #N/A | #N/A | #N/A | #N/A | #N/A | #N/A | #N/A | #N/A | #N/A | #N/A | #N/A | #N/A | #N/A | #N/A | #N/A
Emerson Quiet Kool | EARC12RSE1H | 12000 | Window | No | Yes | None | 12 | 2021-08-18 | 2021-08-26 | No | 14000 | 11000 | No Yes None 14000 11000 | 3 | #N/A | #N/A | 12 | #N/A | #N/A | #N/A | #N/A | #N/A | #N/A | #N/A | #N/A | #N/A | #N/A | #N/A | #N/A | #N/A | #N/A | #N/A
Emerson Quiet Kool | EBRC12RE1H | 12000 | Window | No | Yes | None | 12 | 2021-08-18 | 2021-08-26 | No | 14000 | 11000 | No Yes None 14000 11000 | 3 | #N/A | #N/A | 12 | #N/A | #N/A | #N/A | #N/A | #N/A | #N/A | #N/A | #N/A | #N/A | #N/A | #N/A | #N/A | #N/A | #N/A | #N/A
Emerson Quiet Kool | EBRC12RSE1H | 12000 | Window | No | Yes | None | 12 | 2021-08-18 | 2021-08-26 | No | 14000 | 11000 | No Yes None 14000 11000 | 3 | #N/A | #N/A | 12 | #N/A | #N/A | #N/A | #N/A | #N/A | #N/A | #N/A | #N/A | #N/A | #N/A | #N/A | #N/A | #N/A | #N/A | #N/A
Emerson Quiet Kool | E*RC12RE1 | 12000 | Window | No | Yes | None | 12 | 2017-03-27 | 2017-03-27 | No | 14000 | 11000 | No Yes None 14000 11000 | 3 | #N/A | #N/A | 12 | #N/A | #N/A | #N/A | #N/A | #N/A | #N/A | #N/A | #N/A | #N/A | #N/A | #N/A | #N/A | #N/A | #N/A | #N/A
Emerson Quiet Kool | E*RC12RE1T | 12000 | Window | No | Yes | None | 12 | 2021-06-05 | 2021-06-12 | No | 14000 | 11000 | No Yes None 14000 11000 | 3 | #N/A | #N/A | 12 | #N/A | #N/A | #N/A | #N/A | #N/A | #N/A | #N/A | #N/A | #N/A | #N/A | #N/A | #N/A | #N/A | #N/A | #N/A
Emerson Quiet Kool | E*RC12RSE1 | 12000 | Window | No | Yes | None | 12 | 2019-04-12 | 2019-04-12 | No | 14000 | 11000 | No Yes None 14000 11000 | 3 | #N/A | #N/A | 12 | #N/A | #N/A | #N/A | #N/A | #N/A | #N/A | #N/A | #N/A | #N/A | #N/A | #N/A | #N/A | #N/A | #N/A | #N/A
Emerson Quiet Kool | E*RC12RSE1T | 12000 | Window | No | Yes | None | 12 | 2021-06-05 | 2021-06-12 | No | 14000 | 11000 | No Yes None 14000 11000 | 3 | #N/A | #N/A | 12 | #N/A | #N/A | #N/A | #N/A | #N/A | #N/A | #N/A | #N/A | #N/A | #N/A | #N/A | #N/A | #N/A | #N/A | #N/A
FREO | FHCW121ABE | 12000 | Window | No | Yes | None | 12 | 2020-06-01 | 2020-06-02 | Yes | 14000 | 11000 | No Yes None 14000 11000 | 3 | #N/A | #N/A | 12 | #N/A | #N/A | #N/A | #N/A | #N/A | #N/A | #N/A | #N/A | #N/A | #N/A | #N/A | #N/A | #N/A | #N/A | #N/A
Friedrich | CCF12A10A | 12000 | Window | No | Yes | None | 12 | 2019-04-12 | 2019-04-12 | Yes | 14000 | 11000 | No Yes None 14000 11000 | 3 | #N/A | #N/A | 12 | #N/A | #N/A | #N/A | #N/A | #N/A | #N/A | #N/A | #N/A | #N/A | #N/A | #N/A | #N/A | #N/A | #N/A | #N/A
Friedrich | CCW12B10A | 12000 | Window | No | Yes | None | 12 | 2020-08-20 | 2020-08-25 | No | 14000 | 11000 | No Yes None 14000 11000 | 3 | #N/A | #N/A | 12 | #N/A | #N/A | #N/A | #N/A | #N/A | #N/A | #N/A | #N/A | #N/A | #N/A | #N/A | #N/A | #N/A | #N/A | #N/A
Friedrich | KCS12A10A | 12000 | Window | No | Yes | None | 12 | 2019-03-15 | 2019-03-22 | No | 14000 | 11000 | No Yes None 14000 11000 | 3 | #N/A | #N/A | 12 | #N/A | #N/A | #N/A | #N/A | #N/A | #N/A | #N/A | #N/A | #N/A | #N/A | #N/A | #N/A | #N/A | #N/A | #N/A
Friedrich | KCS12A30A | 12000 | Window | No | Yes | None | 12 | 2019-03-15 | 2019-03-22 | No | 14000 | 11000 | No Yes None 14000 11000 | 3 | #N/A | #N/A | 12 | #N/A | #N/A | #N/A | #N/A | #N/A | #N/A | #N/A | #N/A | #N/A | #N/A | #N/A | #N/A | #N/A | #N/A | #N/A
Frigidaire | FFRE123WA1 | 12000 | Window | No | Yes | None | 12 | 2018-10-25 | 2018-09-30 | Yes | 14000 | 11000 | No Yes None 14000 11000 | 3 | #N/A | #N/A | 12 | #N/A | #N/A | #N/A | #N/A | #N/A | #N/A | #N/A | #N/A | #N/A | #N/A | #N/A | #N/A | #N/A | #N/A | #N/A
Frigidaire | FFRE123WAE | 12000 | Window | No | Yes | None | 12 | 2018-10-25 | 2018-09-30 | No | 14000 | 11000 | No Yes None 14000 11000 | 3 | #N/A | #N/A | 12 | #N/A | #N/A | #N/A | #N/A | #N/A | #N/A | #N/A | #N/A | #N/A | #N/A | #N/A | #N/A | #N/A | #N/A | #N/A
Frigidaire | FGRC124WA1 | 12000 | Window | No | Yes | None | 12 | 2019-01-01 | 2018-11-30 | No | 14000 | 11000 | No Yes None 14000 11000 | 3 | #N/A | #N/A | 12 | #N/A | #N/A | #N/A | #N/A | #N/A | #N/A | #N/A | #N/A | #N/A | #N/A | #N/A | #N/A | #N/A | #N/A | #N/A
Frigidaire | FGRC124WAE | 12000 | Window | No | Yes | None | 12 | 2019-01-01 | 2018-11-30 | No | 14000 | 11000 | No Yes None 14000 11000 | 3 | #N/A | #N/A | 12 | #N/A | #N/A | #N/A | #N/A | #N/A | #N/A | #N/A | #N/A | #N/A | #N/A | #N/A | #N/A | #N/A | #N/A | #N/A
Frigidaire | FHWW123WB1 | 12000 | Window | No | Yes | None | 12 | 2019-10-01 | 2019-09-26 | No | 14000 | 11000 | No Yes None 14000 11000 | 3 | #N/A | #N/A | 12 | #N/A | #N/A | #N/A | #N/A | #N/A | #N/A | #N/A | #N/A | #N/A | #N/A | #N/A | #N/A | #N/A | #N/A | #N/A
Frigidaire | FHWW123WB1 | 12000 | Window | No | Yes | None | 12 | 2021-12-06 | 2021-12-06 | No | 14000 | 11000 | No Yes None 14000 11000 | 3 | #N/A | #N/A | 12 | #N/A | #N/A | #N/A | #N/A | #N/A | #N/A | #N/A | #N/A | #N/A | #N/A | #N/A | #N/A | #N/A | #N/A | #N/A
Frigidaire | FHWW123WBE | 12000 | Window | No | Yes | None | 12 | 2019-10-01 | 2019-09-26 | No | 14000 | 11000 | No Yes None 14000 11000 | 3 | #N/A | #N/A | 12 | #N/A | #N/A | #N/A | #N/A | #N/A | #N/A | #N/A | #N/A | #N/A | #N/A | #N/A | #N/A | #N/A | #N/A | #N/A
Frigidaire | FHWW123WBE | 12000 | Window | No | Yes | None | 12 | 2021-12-06 | 2021-12-06 | No | 14000 | 11000 | No Yes None 14000 11000 | 3 | #N/A | #N/A | 12 | #N/A | #N/A | #N/A | #N/A | #N/A | #N/A | #N/A | #N/A | #N/A | #N/A | #N/A | #N/A | #N/A | #N/A | #N/A
Garrison | 2498536 | 12000 | Window | No | Yes | None | 12 | 2016-03-01 | 2016-03-10 | Yes | 14000 | 11000 | No Yes None 14000 11000 | 3 | #N/A | #N/A | 12 | #N/A | #N/A | #N/A | #N/A | #N/A | #N/A | #N/A | #N/A | #N/A | #N/A | #N/A | #N/A | #N/A | #N/A | #N/A
Garrison | 311410573 | 12000 | Window | No | Yes | None | 12 | 2019-10-01 | 2019-09-26 | No | 14000 | 11000 | No Yes None 14000 11000 | 3 | #N/A | #N/A | 12 | #N/A | #N/A | #N/A | #N/A | #N/A | #N/A | #N/A | #N/A | #N/A | #N/A | #N/A | #N/A | #N/A | #N/A | #N/A
GREE | GJC12BR-A6NRNC5D | 12000 | Window | No | Yes | None | 12 | 2021-08-27 | 2021-08-27 | Yes | 14000 | 11000 | No Yes None 14000 11000 | 3 | #N/A | #N/A | 12 | #N/A | #N/A | #N/A | #N/A | #N/A | #N/A | #N/A | #N/A | #N/A | #N/A | #N/A | #N/A | #N/A | #N/A | #N/A
GREE | GJC12BR-A6NRND2D | 12000 | Window | No | Yes | None | 12 | 2022-04-15 | 2021-08-27 | No | 14000 | 11000 | No Yes None 14000 11000 | 3 | #N/A | #N/A | 12 | #N/A | #N/A | #N/A | #N/A | #N/A | #N/A | #N/A | #N/A | #N/A | #N/A | #N/A | #N/A | #N/A | #N/A | #N/A
Hisense | AW1221CW1W | 12000 | Window | No | Yes | None | 12 | 2021-08-18 | 2021-08-25 | Yes | 14000 | 11000 | No Yes None 14000 11000 | 3 | #N/A | #N/A | 12 | #N/A | #N/A | #N/A | #N/A | #N/A | #N/A | #N/A | #N/A | #N/A | #N/A | #N/A | #N/A | #N/A | #N/A | #N/A
Hisense | AW-12CR1RWGUE15 | 12000 | Window | No | Yes | None | 12 | 2021-08-18 | 2021-08-25 | No | 14000 | 11000 | No Yes None 14000 11000 | 3 | #N/A | #N/A | 12 | #N/A | #N/A | #N/A | #N/A | #N/A | #N/A | #N/A | #N/A | #N/A | #N/A | #N/A | #N/A | #N/A | #N/A | #N/A
Hisense | AW-12CW1RWGUE10 | 12000 | Window | No | Yes | None | 12 | 2021-08-18 | 2021-08-25 | No | 14000 | 11000 | No Yes None 14000 11000 | 3 | #N/A | #N/A | 12 | #N/A | #N/A | #N/A | #N/A | #N/A | #N/A | #N/A | #N/A | #N/A | #N/A | #N/A | #N/A | #N/A | #N/A | #N/A
hOme | HME030342N | 12000 | Window | No | Yes | None | 12 | 2021-01-26 | 2021-01-29 | Yes | 14000 | 11000 | No Yes None 14000 11000 | 3 | #N/A | #N/A | 12 | #N/A | #N/A | #N/A | #N/A | #N/A | #N/A | #N/A | #N/A | #N/A | #N/A | #N/A | #N/A | #N/A | #N/A | #N/A
hOme | HME030527N | 12000 | Window | No | Yes | None | 12 | 2020-12-01 | 2020-12-16 | No | 14000 | 11000 | No Yes None 14000 11000 | 3 | #N/A | #N/A | 12 | #N/A | #N/A | #N/A | #N/A | #N/A | #N/A | #N/A | #N/A | #N/A | #N/A | #N/A | #N/A | #N/A | #N/A | #N/A
Homepointe | MWAUK-12CRN8-BCL0 | 12000 | Window | No | Yes | None | 12 | 2021-11-03 | 2021-11-03 | Yes | 14000 | 11000 | No Yes None 14000 11000 | 3 | #N/A | #N/A | 12 | #N/A | #N/A | #N/A | #N/A | #N/A | #N/A | #N/A | #N/A | #N/A | #N/A | #N/A | #N/A | #N/A | #N/A | #N/A
Homepointe | MWHUK-12CRN8-BCL0 | 12000 | Window | No | Yes | None | 12 | 2019-02-01 | 2019-01-09 | No | 14000 | 11000 | No Yes None 14000 11000 | 3 | #N/A | #N/A | 12 | #N/A | #N/A | #N/A | #N/A | #N/A | #N/A | #N/A | #N/A | #N/A | #N/A | #N/A | #N/A | #N/A | #N/A | #N/A
Homepointe | MWHUK-12CRN8-BCL0 | 12000 | Window | No | Yes | None | 12 | 2019-11-01 | 2019-10-16 | No | 14000 | 11000 | No Yes None 14000 11000 | 3 | #N/A | #N/A | 12 | #N/A | #N/A | #N/A | #N/A | #N/A | #N/A | #N/A | #N/A | #N/A | #N/A | #N/A | #N/A | #N/A | #N/A | #N/A
Honeywell | HAC12 | 12000 | Window | No | Yes | None | 12 | 2022-04-07 | 2022-04-07 | Yes | 14000 | 11000 | No Yes None 14000 11000 | 3 | #N/A | #N/A | 12 | #N/A | #N/A | #N/A | #N/A | #N/A | #N/A | #N/A | #N/A | #N/A | #N/A | #N/A | #N/A | #N/A | #N/A | #N/A
Honeywell | HAC12-B | 12000 | Window | No | Yes | None | 12 | 2022-04-07 | 2022-04-07 | No | 14000 | 11000 | No Yes None 14000 11000 | 3 | #N/A | #N/A | 12 | #N/A | #N/A | #N/A | #N/A | #N/A | #N/A | #N/A | #N/A | #N/A | #N/A | #N/A | #N/A | #N/A | #N/A | #N/A
IMPECCA | IWA12-KS30 | 12000 | Window | No | Yes | None | 12 | 2017-03-27 | 2017-03-27 | Yes | 14000 | 11000 | No Yes None 14000 11000 | 3 | #N/A | #N/A | 12 | #N/A | #N/A | #N/A | #N/A | #N/A | #N/A | #N/A | #N/A | #N/A | #N/A | #N/A | #N/A | #N/A | #N/A | #N/A
IMPECCA | IWA12-KS30 | 12000 | Window | No | Yes | None | 12 | 2019-05-01 | 2019-03-07 | No | 14000 | 11000 | No Yes None 14000 11000 | 3 | #N/A | #N/A | 12 | #N/A | #N/A | #N/A | #N/A | #N/A | #N/A | #N/A | #N/A | #N/A | #N/A | #N/A | #N/A | #N/A | #N/A | #N/A
Insignia | NS-AC12WWH0 | 12000 | Window | No | Yes | None | 12 | 2019-01-10 | 2019-01-10 | Yes | 14000 | 11000 | No Yes None 14000 11000 | 3 | #N/A | #N/A | 12 | #N/A | #N/A | #N/A | #N/A | #N/A | #N/A | #N/A | #N/A | #N/A | #N/A | #N/A | #N/A | #N/A | #N/A | #N/A
Insignia | NS-AC12WWH0-C | 12000 | Window | No | Yes | None | 12 | 2022-02-17 | 2022-03-01 | No | 14000 | 11000 | No Yes None 14000 11000 | 3 | #N/A | #N/A | 12 | #N/A | #N/A | #N/A | #N/A | #N/A | #N/A | #N/A | #N/A | #N/A | #N/A | #N/A | #N/A | #N/A | #N/A | #N/A
KANIONco | KW-12R32CSL | 12000 | Window | No | Yes | None | 12 | 2021-04-21 | 2021-04-21 | Yes | 14000 | 11000 | No Yes None 14000 11000 | 3 | #N/A | #N/A | 12 | #N/A | #N/A | #N/A | #N/A | #N/A | #N/A | #N/A | #N/A | #N/A | #N/A | #N/A | #N/A | #N/A | #N/A | #N/A
Kenmore | 861.10059 | 12000 | Window | No | Yes | None | 12 | 2016-02-01 | 2016-02-01 | Yes | 14000 | 11000 | No Yes None 14000 11000 | 3 | #N/A | #N/A | 12 | #N/A | #N/A | #N/A | #N/A | #N/A | #N/A | #N/A | #N/A | #N/A | #N/A | #N/A | #N/A | #N/A | #N/A | #N/A
Keystone | KSTAW12C | 12000 | Window | No | Yes | None | 12 | 2016-04-10 | 2016-04-12 | Yes | 14000 | 11000 | No Yes None 14000 11000 | 3 | #N/A | #N/A | 12 | #N/A | #N/A | #N/A | #N/A | #N/A | #N/A | #N/A | #N/A | #N/A | #N/A | #N/A | #N/A | #N/A | #N/A | #N/A
Keystone | KSTAW12CE | 12000 | Window | No | Yes | None | 12 | 2019-05-01 | 2019-03-07 | No | 14000 | 11000 | No Yes None 14000 11000 | 3 | #N/A | #N/A | 12 | #N/A | #N/A | #N/A | #N/A | #N/A | #N/A | #N/A | #N/A | #N/A | #N/A | #N/A | #N/A | #N/A | #N/A | #N/A
Koldfront | WAC12002WCO | 12000 | Window | No | Yes | None | 12 | 2016-03-25 | 2016-03-27 | Yes | 14000 | 11000 | No Yes None 14000 11000 | 3 | #N/A | #N/A | 12 | #N/A | #N/A | #N/A | #N/A | #N/A | #N/A | #N/A | #N/A | #N/A | #N/A | #N/A | #N/A | #N/A | #N/A | #N/A
Koldfront | WAC12003WCO | 12000 | Window | No | Yes | None | 12 | 2018-11-01 | 2018-11-08 | No | 14000 | 11000 | No Yes None 14000 11000 | 3 | #N/A | #N/A | 12 | #N/A | #N/A | #N/A | #N/A | #N/A | #N/A | #N/A | #N/A | #N/A | #N/A | #N/A | #N/A | #N/A | #N/A | #N/A
Koolking | KWH121CE1A | 12000 | Window | No | Yes | None | 12 | 2018-10-25 | 2018-09-30 | Yes | 14000 | 11000 | No Yes None 14000 11000 | 3 | #N/A | #N/A | 12 | #N/A | #N/A | #N/A | #N/A | #N/A | #N/A | #N/A | #N/A | #N/A | #N/A | #N/A | #N/A | #N/A | #N/A | #N/A
Koolking | MWECK-12CRN1-BCL0 | 12000 | Window | No | Yes | None | 12 | 2015-12-15 | 2015-12-23 | No | 14000 | 11000 | No Yes None 14000 11000 | 3 | #N/A | #N/A | 12 | #N/A | #N/A | #N/A | #N/A | #N/A | #N/A | #N/A | #N/A | #N/A | #N/A | #N/A | #N/A | #N/A | #N/A | #N/A
LG | LW1216ER | 12000 | Window | No | Yes | None | 12 | 2015-11-06 | 2015-11-09 | Yes | 14000 | 11000 | No Yes None 14000 11000 | 3 | #N/A | #N/A | 12 | #N/A | #N/A | #N/A | #N/A | #N/A | #N/A | #N/A | #N/A | #N/A | #N/A | #N/A | #N/A | #N/A | #N/A | #N/A
LG | LW1222ERSM | 12000 | Window | No | Yes | None | 12 | 2021-11-11 | 2021-01-11 | No | 14000 | 11000 | No Yes None 14000 11000 | 3 | #N/A | #N/A | 12 | #N/A | #N/A | #N/A | #N/A | #N/A | #N/A | #N/A | #N/A | #N/A | #N/A | #N/A | #N/A | #N/A | #N/A | #N/A
LG | LW1222ERSM | 12000 | Window | No | Yes | None | 12 | 2021-11-11 | 2021-01-11 | No | 14000 | 11000 | No Yes None 14000 11000 | 3 | #N/A | #N/A | 12 | #N/A | #N/A | #N/A | #N/A | #N/A | #N/A | #N/A | #N/A | #N/A | #N/A | #N/A | #N/A | #N/A | #N/A | #N/A
Magnavox | WW-12ESNMAG | 12000 | Window | No | Yes | None | 12 | 2019-11-15 | 2019-11-26 | Yes | 14000 | 11000 | No Yes None 14000 11000 | 3 | #N/A | #N/A | 12 | #N/A | #N/A | #N/A | #N/A | #N/A | #N/A | #N/A | #N/A | #N/A | #N/A | #N/A | #N/A | #N/A | #N/A | #N/A
Mastercraft | MCRAC12KEWM | 12000 | Window | No | Yes | None | 12 | 2017-12-15 | 2017-12-25 | Yes | 14000 | 11000 | No Yes None 14000 11000 | 3 | #N/A | #N/A | 12 | #N/A | #N/A | #N/A | #N/A | #N/A | #N/A | #N/A | #N/A | #N/A | #N/A | #N/A | #N/A | #N/A | #N/A | #N/A
Mastercraft | MCRAC12KEWM1 | 12000 | Window | No | Yes | None | 12 | 2018-11-21 | 2018-09-30 | No | 14000 | 11000 | No Yes None 14000 11000 | 3 | #N/A | #N/A | 12 | #N/A | #N/A | #N/A | #N/A | #N/A | #N/A | #N/A | #N/A | #N/A | #N/A | #N/A | #N/A | #N/A | #N/A | #N/A
Midea | MAW12R1BWT | 12000 | Window | No | Yes | None | 12 | 2019-03-01 | 2019-03-07 | Yes | 14000 | 11000 | No Yes None 14000 11000 | 3 | #N/A | #N/A | 12 | #N/A | #N/A | #N/A | #N/A | #N/A | #N/A | #N/A | #N/A | #N/A | #N/A | #N/A | #N/A | #N/A | #N/A | #N/A
Midea | MAW12R1BWT | 12000 | Window | No | Yes | None | 12 | 2021-11-13 | 2021-12-10 | No | 14000 | 11000 | No Yes None 14000 11000 | 3 | #N/A | #N/A | 12 | #N/A | #N/A | #N/A | #N/A | #N/A | #N/A | #N/A | #N/A | #N/A | #N/A | #N/A | #N/A | #N/A | #N/A | #N/A
Midea | MAW12S1YWT | 12000 | Window | No | Yes | None | 12 | 2018-12-15 | 2018-12-24 | No | 14000 | 11000 | No Yes None 14000 11000 | 3 | #N/A | #N/A | 12 | #N/A | #N/A | #N/A | #N/A | #N/A | #N/A | #N/A | #N/A | #N/A | #N/A | #N/A | #N/A | #N/A | #N/A | #N/A
Midea | MAW12S1YWT-E | 12000 | Window | No | Yes | None | 12 | 2018-12-15 | 2018-12-24 | No | 14000 | 11000 | No Yes None 14000 11000 | 3 | #N/A | #N/A | 12 | #N/A | #N/A | #N/A | #N/A | #N/A | #N/A | #N/A | #N/A | #N/A | #N/A | #N/A | #N/A | #N/A | #N/A | #N/A
Midea | MW12ECWBA2RCM | 12000 | Window | No | Yes | None | 12 | 2021-11-13 | 2021-12-10 | No | 14000 | 11000 | No Yes None 14000 11000 | 3 | #N/A | #N/A | 12 | #N/A | #N/A | #N/A | #N/A | #N/A | #N/A | #N/A | #N/A | #N/A | #N/A | #N/A | #N/A | #N/A | #N/A | #N/A
Midea | MWA12CR71 | 12000 | Window | No | Yes | None | 12 | 2017-09-28 | 2017-09-28 | No | 14000 | 11000 | No Yes None 14000 11000 | 3 | #N/A | #N/A | 12 | #N/A | #N/A | #N/A | #N/A | #N/A | #N/A | #N/A | #N/A | #N/A | #N/A | #N/A | #N/A | #N/A | #N/A | #N/A
Midea | MWA12CR71-A | 12000 | Window | No | Yes | None | 12 | 2017-08-09 | 2017-08-09 | No | 14000 | 11000 | No Yes None 14000 11000 | 3 | #N/A | #N/A | 12 | #N/A | #N/A | #N/A | #N/A | #N/A | #N/A | #N/A | #N/A | #N/A | #N/A | #N/A | #N/A | #N/A | #N/A | #N/A
Midea | MWA12CR71-E | 12000 | Window | No | Yes | None | 12 | 2017-08-09 | 2017-08-09 | No | 14000 | 11000 | No Yes None 14000 11000 | 3 | #N/A | #N/A | 12 | #N/A | #N/A | #N/A | #N/A | #N/A | #N/A | #N/A | #N/A | #N/A | #N/A | #N/A | #N/A | #N/A | #N/A | #N/A
Midea | MWAUK-12CRN8-BCL0 | 12000 | Window | No | Yes | None | 12 | 2022-03-01 | 2022-03-01 | No | 14000 | 11000 | No Yes None 14000 11000 | 3 | #N/A | #N/A | 12 | #N/A | #N/A | #N/A | #N/A | #N/A | #N/A | #N/A | #N/A | #N/A | #N/A | #N/A | #N/A | #N/A | #N/A | #N/A
Midea | MWB12CW71 | 12000 | Window | No | Yes | None | 12 | 2017-09-28 | 2017-09-28 | No | 14000 | 11000 | No Yes None 14000 11000 | 3 | #N/A | #N/A | 12 | #N/A | #N/A | #N/A | #N/A | #N/A | #N/A | #N/A | #N/A | #N/A | #N/A | #N/A | #N/A | #N/A | #N/A | #N/A
Midea | MWHUK-12CRN8-BCL0 | 12000 | Window | No | Yes | None | 12 | 2018-10-01 | 2018-09-30 | No | 14000 | 11000 | No Yes None 14000 11000 | 3 | #N/A | #N/A | 12 | #N/A | #N/A | #N/A | #N/A | #N/A | #N/A | #N/A | #N/A | #N/A | #N/A | #N/A | #N/A | #N/A | #N/A | #N/A
Midea | MWHUKB11-12CRN8-BCL0N | 12000 | Window | No | Yes | None | 12 | 2019-01-01 | 2018-11-08 | No | 14000 | 11000 | No Yes None 14000 11000 | 3 | #N/A | #N/A | 12 | #N/A | #N/A | #N/A | #N/A | #N/A | #N/A | #N/A | #N/A | #N/A | #N/A | #N/A | #N/A | #N/A | #N/A | #N/A
Noma iQ | 143-0035-8 | 12000 | Window | No | Yes | None | 12 | 2021-11-15 | 2022-02-23 | Yes | 14000 | 11000 | No Yes None 14000 11000 | 3 | #N/A | #N/A | 12 | #N/A | #N/A | #N/A | #N/A | #N/A | #N/A | #N/A | #N/A | #N/A | #N/A | #N/A | #N/A | #N/A | #N/A | #N/A
Noma | 043-0759-4 | 12000 | Window | No | Yes | None | 12 | 2020-11-12 | 2020-11-16 | Yes | 14000 | 11000 | No Yes None 14000 11000 | 3 | #N/A | #N/A | 12 | #N/A | #N/A | #N/A | #N/A | #N/A | #N/A | #N/A | #N/A | #N/A | #N/A | #N/A | #N/A | #N/A | #N/A | #N/A
Noma | 043-5244-8 | 12000 | Window | No | Yes | None | 12 | 2018-11-01 | 2018-11-08 | No | 14000 | 11000 | No Yes None 14000 11000 | 3 | #N/A | #N/A | 12 | #N/A | #N/A | #N/A | #N/A | #N/A | #N/A | #N/A | #N/A | #N/A | #N/A | #N/A | #N/A | #N/A | #N/A | #N/A
Norpole | NPRAC12KEWMZ | 12000 | Window | No | Yes | None | 12 | 2017-12-15 | 2017-12-25 | Yes | 14000 | 11000 | No Yes None 14000 11000 | 3 | #N/A | #N/A | 12 | #N/A | #N/A | #N/A | #N/A | #N/A | #N/A | #N/A | #N/A | #N/A | #N/A | #N/A | #N/A | #N/A | #N/A | #N/A
Norpole | NPRAC12KEWMZ1 | 12000 | Window | No | Yes | None | 12 | 2018-11-21 | 2018-09-30 | No | 14000 | 11000 | No Yes None 14000 11000 | 3 | #N/A | #N/A | 12 | #N/A | #N/A | #N/A | #N/A | #N/A | #N/A | #N/A | #N/A | #N/A | #N/A | #N/A | #N/A | #N/A | #N/A | #N/A
Ocean Breeze | OBZ-12ESN | 12000 | Window | No | Yes | None | 12 | 2016-11-14 | 2016-11-14 | Yes | 14000 | 11000 | No Yes None 14000 11000 | 3 | #N/A | #N/A | 12 | #N/A | #N/A | #N/A | #N/A | #N/A | #N/A | #N/A | #N/A | #N/A | #N/A | #N/A | #N/A | #N/A | #N/A | #N/A
Ocean Breeze | OBZ-12ESN3 | 12000 | Window | No | Yes | None | 12 | 2019-11-15 | 2019-11-07 | No | 14000 | 11000 | No Yes None 14000 11000 | 3 | #N/A | #N/A | 12 | #N/A | #N/A | #N/A | #N/A | #N/A | #N/A | #N/A | #N/A | #N/A | #N/A | #N/A | #N/A | #N/A | #N/A | #N/A
Ocean Breeze | OBZ-12WESN | 12000 | Window | No | Yes | None | 12 | 2019-11-15 | 2019-11-07 | No | 14000 | 11000 | No Yes None 14000 11000 | 3 | #N/A | #N/A | 12 | #N/A | #N/A | #N/A | #N/A | #N/A | #N/A | #N/A | #N/A | #N/A | #N/A | #N/A | #N/A | #N/A | #N/A | #N/A
OMNI | OWH121CE1A | 12000 | Window | No | Yes | None | 12 | 2021-12-06 | 2021-12-06 | Yes | 14000 | 11000 | No Yes None 14000 11000 | 3 | #N/A | #N/A | 12 | #N/A | #N/A | #N/A | #N/A | #N/A | #N/A | #N/A | #N/A | #N/A | #N/A | #N/A | #N/A | #N/A | #N/A | #N/A
Perfect aire | 4FPC12000 | 12000 | Window | No | Yes | None | 12 | 2016-06-10 | 2016-06-15 | Yes | 14000 | 11000 | No Yes None 14000 11000 | 3 | #N/A | #N/A | 12 | #N/A | #N/A | #N/A | #N/A | #N/A | #N/A | #N/A | #N/A | #N/A | #N/A | #N/A | #N/A | #N/A | #N/A | #N/A
Perfect aire | 4PAC12000 | 12000 | Window | No | Yes | None | 12 | 2015-12-15 | 2015-12-23 | No | 14000 | 11000 | No Yes None 14000 11000 | 3 | #N/A | #N/A | 12 | #N/A | #N/A | #N/A | #N/A | #N/A | #N/A | #N/A | #N/A | #N/A | #N/A | #N/A | #N/A | #N/A | #N/A | #N/A
Perfect aire | 5PAC12000 | 12000 | Window | No | Yes | None | 12 | 2016-11-22 | 2016-11-22 | No | 14000 | 11000 | No Yes None 14000 11000 | 3 | #N/A | #N/A | 12 | #N/A | #N/A | #N/A | #N/A | #N/A | #N/A | #N/A | #N/A | #N/A | #N/A | #N/A | #N/A | #N/A | #N/A | #N/A
Perfect aire | 5SAC12000 | 12000 | Window | No | Yes | None | 12 | 2016-12-07 | 2016-12-08 | No | 14000 | 11000 | No Yes None 14000 11000 | 3 | #N/A | #N/A | 12 | #N/A | #N/A | #N/A | #N/A | #N/A | #N/A | #N/A | #N/A | #N/A | #N/A | #N/A | #N/A | #N/A | #N/A | #N/A
Perfect aire | 6PAC12000 | 12000 | Window | No | Yes | None | 12 | 2018-11-01 | 2018-11-08 | No | 14000 | 11000 | No Yes None 14000 11000 | 3 | #N/A | #N/A | 12 | #N/A | #N/A | #N/A | #N/A | #N/A | #N/A | #N/A | #N/A | #N/A | #N/A | #N/A | #N/A | #N/A | #N/A | #N/A
Perfect aire | 6PAC12000 | 12000 | Window | No | Yes | None | 12 | 2021-11-13 | 2021-12-10 | No | 14000 | 11000 | No Yes None 14000 11000 | 3 | #N/A | #N/A | 12 | #N/A | #N/A | #N/A | #N/A | #N/A | #N/A | #N/A | #N/A | #N/A | #N/A | #N/A | #N/A | #N/A | #N/A | #N/A
Perfect aire | 6SAC12000 | 12000 | Window | No | Yes | None | 12 | 2019-12-13 | 2019-12-13 | No | 14000 | 11000 | No Yes None 14000 11000 | 3 | #N/A | #N/A | 12 | #N/A | #N/A | #N/A | #N/A | #N/A | #N/A | #N/A | #N/A | #N/A | #N/A | #N/A | #N/A | #N/A | #N/A | #N/A
RCA | RACE1202E-B | 12000 | Window | No | Yes | None | 12 | 2020-03-16 | 2020-03-17 | Yes | 14000 | 11000 | No Yes None 14000 11000 | 3 | #N/A | #N/A | 12 | #N/A | #N/A | #N/A | #N/A | #N/A | #N/A | #N/A | #N/A | #N/A | #N/A | #N/A | #N/A | #N/A | #N/A | #N/A
RCA | RACE1211-6COM | 12000 | Window | No | Yes | None | 12 | 2021-02-03 | 2021-02-03 | No | 14000 | 11000 | No Yes None 14000 11000 | 3 | #N/A | #N/A | 12 | #N/A | #N/A | #N/A | #N/A | #N/A | #N/A | #N/A | #N/A | #N/A | #N/A | #N/A | #N/A | #N/A | #N/A | #N/A
Sea Breeze | WA312YER | 12000 | Window | No | Yes | None | 12 | 2021-08-27 | 2021-08-27 | Yes | 14000 | 11000 | No Yes None 14000 11000 | 3 | #N/A | #N/A | 12 | #N/A | #N/A | #N/A | #N/A | #N/A | #N/A | #N/A | #N/A | #N/A | #N/A | #N/A | #N/A | #N/A | #N/A | #N/A
Sea Breeze | WA312YREX | 12000 | Window | No | Yes | None | 12 | 2022-04-07 | 2022-04-07 | No | 14000 | 11000 | No Yes None 14000 11000 | 3 | #N/A | #N/A | 12 | #N/A | #N/A | #N/A | #N/A | #N/A | #N/A | #N/A | #N/A | #N/A | #N/A | #N/A | #N/A | #N/A | #N/A | #N/A
Seasons | SW12R1 | 12000 | Window | No | Yes | None | 12 | 2021-08-31 | 2021-08-31 | Yes | 14000 | 11000 | No Yes None 14000 11000 | 3 | #N/A | #N/A | 12 | #N/A | #N/A | #N/A | #N/A | #N/A | #N/A | #N/A | #N/A | #N/A | #N/A | #N/A | #N/A | #N/A | #N/A | #N/A
SPT | WA-1222S1 | 12000 | Window | No | Yes | None | 12 | 2016-11-15 | 2016-11-15 | Yes | 14000 | 11000 | No Yes None 14000 11000 | 3 | #N/A | #N/A | 12 | #N/A | #N/A | #N/A | #N/A | #N/A | #N/A | #N/A | #N/A | #N/A | #N/A | #N/A | #N/A | #N/A | #N/A | #N/A
TCL | 12W3E1 | 12000 | Window | No | Yes | None | 12 | 2022-07-11 | 2022-07-14 | Yes | 14000 | 11000 | No Yes None 14000 11000 | 3 | #N/A | #N/A | 12 | #N/A | #N/A | #N/A | #N/A | #N/A | #N/A | #N/A | #N/A | #N/A | #N/A | #N/A | #N/A | #N/A | #N/A | #N/A
TCL | 12W3E1-A | 12000 | Window | No | Yes | None | 12 | 2022-07-22 | 2022-07-25 | No | 14000 | 11000 | No Yes None 14000 11000 | 3 | #N/A | #N/A | 12 | #N/A | #N/A | #N/A | #N/A | #N/A | #N/A | #N/A | #N/A | #N/A | #N/A | #N/A | #N/A | #N/A | #N/A | #N/A
TCL | 12W9E1 | 12000 | Window | No | Yes | None | 12 | 2022-07-11 | 2022-07-14 | No | 14000 | 11000 | No Yes None 14000 11000 | 3 | #N/A | #N/A | 12 | #N/A | #N/A | #N/A | #N/A | #N/A | #N/A | #N/A | #N/A | #N/A | #N/A | #N/A | #N/A | #N/A | #N/A | #N/A
TCL | 12W9E1-A | 12000 | Window | No | Yes | None | 12 | 2022-07-11 | 2022-07-14 | No | 14000 | 11000 | No Yes None 14000 11000 | 3 | #N/A | #N/A | 12 | #N/A | #N/A | #N/A | #N/A | #N/A | #N/A | #N/A | #N/A | #N/A | #N/A | #N/A | #N/A | #N/A | #N/A | #N/A
Toscana Air | 57H-ID0-12CRN1/BCL0W | 12000 | Window | No | Yes | None | 12 | 2016-03-15 | 2016-03-16 | Yes | 14000 | 11000 | No Yes None 14000 11000 | 3 | #N/A | #N/A | 12 | #N/A | #N/A | #N/A | #N/A | #N/A | #N/A | #N/A | #N/A | #N/A | #N/A | #N/A | #N/A | #N/A | #N/A | #N/A
Toscana Air | 57H-ID0-MWEUK12CRN1 | 12000 | Window | No | Yes | None | 12 | 2018-01-23 | 2018-01-23 | No | 14000 | 11000 | No Yes None 14000 11000 | 3 | #N/A | #N/A | 12 | #N/A | #N/A | #N/A | #N/A | #N/A | #N/A | #N/A | #N/A | #N/A | #N/A | #N/A | #N/A | #N/A | #N/A | #N/A
Toshiba | RAC-WK1211ESCWU | 12000 | Window | No | Yes | None | 12 | 2017-09-11 | 2017-09-11 | Yes | 14000 | 11000 | No Yes None 14000 11000 | 3 | #N/A | #N/A | 12 | #N/A | #N/A | #N/A | #N/A | #N/A | #N/A | #N/A | #N/A | #N/A | #N/A | #N/A | #N/A | #N/A | #N/A | #N/A
Truett Plus | TRAC12KWM1 | 12000 | Window | No | Yes | None | 12 | 2019-11-15 | 2019-11-07 | Yes | 14000 | 11000 | No Yes None 14000 11000 | 3 | #N/A | #N/A | 12 | #N/A | #N/A | #N/A | #N/A | #N/A | #N/A | #N/A | #N/A | #N/A | #N/A | #N/A | #N/A | #N/A | #N/A | #N/A
Westpointe | MWEUK-12CRN1-BCL0 | 12000 | Window | No | Yes | None | 12 | 2016-03-01 | 2016-03-07 | Yes | 14000 | 11000 | No Yes None 14000 11000 | 3 | #N/A | #N/A | 12 | #N/A | #N/A | #N/A | #N/A | #N/A | #N/A | #N/A | #N/A | #N/A | #N/A | #N/A | #N/A | #N/A | #N/A | #N/A
Whirlpool | WHAW121BW | 12000 | Window | No | Yes | None | 12 | 2016-12-18 | 2016-12-16 | Yes | 14000 | 11000 | No Yes None 14000 11000 | 3 | #N/A | #N/A | 12 | #N/A | #N/A | #N/A | #N/A | #N/A | #N/A | #N/A | #N/A | #N/A | #N/A | #N/A | #N/A | #N/A | #N/A | #N/A
GE | AEL12AV*# | 12050 | Window | No | Yes | None | 12 | 2017-01-23 | 2017-02-09 | Yes | 14000 | 11000 | No Yes None 14000 11000 | 3 | #N/A | #N/A | 12 | #N/A | #N/A | #N/A | #N/A | #N/A | #N/A | #N/A | #N/A | #N/A | #N/A | #N/A | #N/A | #N/A | #N/A | #N/A
IMPECCA | IWA12-QS30 | 12050 | Window | No | Yes | None | 12 | 2019-01-01 | 2016-05-05 | Yes | 14000 | 11000 | No Yes None 14000 11000 | 3 | #N/A | #N/A | 12 | #N/A | #N/A | #N/A | #N/A | #N/A | #N/A | #N/A | #N/A | #N/A | #N/A | #N/A | #N/A | #N/A | #N/A | #N/A
Amana | AMAP121CW | 12100 | Window | No | Yes | None | 12 | 2021-12-01 | 2021-11-17 | Yes | 14000 | 11000 | No Yes None 14000 11000 | 3 | #N/A | #N/A | 12 | #N/A | #N/A | #N/A | #N/A | #N/A | #N/A | #N/A | #N/A | #N/A | #N/A | #N/A | #N/A | #N/A | #N/A | #N/A
Cool-living | CL-RAC12EWES-22 | 12100 | Window | No | Yes | None | 12 | 2021-12-07 | 2021-12-16 | Yes | 14000 | 11000 | No Yes None 14000 11000 | 3 | #N/A | #N/A | 12 | #N/A | #N/A | #N/A | #N/A | #N/A | #N/A | #N/A | #N/A | #N/A | #N/A | #N/A | #N/A | #N/A | #N/A | #N/A
Friedrich | CCF12B10A | 12100 | Window | No | Yes | None | 12 | 2022-02-10 | 2022-02-14 | Yes | 14000 | 11000 | No Yes None 14000 11000 | 3 | #N/A | #N/A | 12 | #N/A | #N/A | #N/A | #N/A | #N/A | #N/A | #N/A | #N/A | #N/A | #N/A | #N/A | #N/A | #N/A | #N/A | #N/A
Frigidaire | FFRE123ZA1 | 12100 | Window | No | Yes | None | 12 | 2019-11-15 | 2019-10-30 | Yes | 14000 | 11000 | No Yes None 14000 11000 | 3 | #N/A | #N/A | 12 | #N/A | #N/A | #N/A | #N/A | #N/A | #N/A | #N/A | #N/A | #N/A | #N/A | #N/A | #N/A | #N/A | #N/A | #N/A
GE | AEC12AXH1 | 12100 | Window | No | Yes | None | 12 | 2017-11-09 | 2017-11-09 | Yes | 14000 | 11000 | No Yes None 14000 11000 | 3 | #N/A | #N/A | 12 | #N/A | #N/A | #N/A | #N/A | #N/A | #N/A | #N/A | #N/A | #N/A | #N/A | #N/A | #N/A | #N/A | #N/A | #N/A
GREE | GJC12BR-A6NRNC5C | 12100 | Window | No | Yes | None | 12 | 2020-10-01 | 2020-11-19 | Yes | 14000 | 11000 | No Yes None 14000 11000 | 3 | #N/A | #N/A | 12 | #N/A | #N/A | #N/A | #N/A | #N/A | #N/A | #N/A | #N/A | #N/A | #N/A | #N/A | #N/A | #N/A | #N/A | #N/A
GREE | GJC12BR-A6NRND2B | 12100 | Window | No | Yes | None | 12 | 2021-01-20 | 2019-10-30 | No | 14000 | 11000 | No Yes None 14000 11000 | 3 | #N/A | #N/A | 12 | #N/A | #N/A | #N/A | #N/A | #N/A | #N/A | #N/A | #N/A | #N/A | #N/A | #N/A | #N/A | #N/A | #N/A | #N/A
GREE | GJC12BR-A6NRNE2B | 12100 | Window | No | Yes | None | 12 | 2021-01-20 | 2019-10-30 | No | 14000 | 11000 | No Yes None 14000 11000 | 3 | #N/A | #N/A | 12 | #N/A | #N/A | #N/A | #N/A | #N/A | #N/A | #N/A | #N/A | #N/A | #N/A | #N/A | #N/A | #N/A | #N/A | #N/A
GREE | GJC12BR-A6NRNH2A | 12100 | Window | No | Yes | None | 12 | 2018-11-01 | 2018-10-17 | No | 14000 | 11000 | No Yes None 14000 11000 | 3 | #N/A | #N/A | 12 | #N/A | #N/A | #N/A | #N/A | #N/A | #N/A | #N/A | #N/A | #N/A | #N/A | #N/A | #N/A | #N/A | #N/A | #N/A
GREE | GJC12BR-A6NRNH2B | 12100 | Window | No | Yes | None | 12 | 2019-11-15 | 2019-10-30 | No | 14000 | 11000 | No Yes None 14000 11000 | 3 | #N/A | #N/A | 12 | #N/A | #N/A | #N/A | #N/A | #N/A | #N/A | #N/A | #N/A | #N/A | #N/A | #N/A | #N/A | #N/A | #N/A | #N/A
GREE | GJC12BR-A6NRNJ1A | 12100 | Window | No | Yes | None | 12 | 2019-08-15 | 2019-08-02 | No | 14000 | 11000 | No Yes None 14000 11000 | 3 | #N/A | #N/A | 12 | #N/A | #N/A | #N/A | #N/A | #N/A | #N/A | #N/A | #N/A | #N/A | #N/A | #N/A | #N/A | #N/A | #N/A | #N/A
GREE | GWA12BTE | 12100 | Window | No | Yes | None | 12 | 2021-08-01 | 2021-08-10 | No | 14000 | 11000 | No Yes None 14000 11000 | 3 | #N/A | #N/A | 12 | #N/A | #N/A | #N/A | #N/A | #N/A | #N/A | #N/A | #N/A | #N/A | #N/A | #N/A | #N/A | #N/A | #N/A | #N/A
RCA | RACE1202E-D | 12100 | Window | No | Yes | None | 12 | 2022-01-10 | 2022-01-24 | Yes | 14000 | 11000 | No Yes None 14000 11000 | 3 | #N/A | #N/A | 12 | #N/A | #N/A | #N/A | #N/A | #N/A | #N/A | #N/A | #N/A | #N/A | #N/A | #N/A | #N/A | #N/A | #N/A | #N/A
RCA | RACE1224-6COM | 12100 | Window | No | Yes | None | 12 | 2022-01-10 | 2022-01-11 | No | 14000 | 11000 | No Yes None 14000 11000 | 3 | #N/A | #N/A | 12 | #N/A | #N/A | #N/A | #N/A | #N/A | #N/A | #N/A | #N/A | #N/A | #N/A | #N/A | #N/A | #N/A | #N/A | #N/A
Sea Breeze | WA412YER | 12100 | Window | No | Yes | None | 12 | 2019-08-15 | 2019-08-28 | Yes | 14000 | 11000 | No Yes None 14000 11000 | 3 | #N/A | #N/A | 12 | #N/A | #N/A | #N/A | #N/A | #N/A | #N/A | #N/A | #N/A | #N/A | #N/A | #N/A | #N/A | #N/A | #N/A | #N/A
TCL | H12W25W-CA | 12100 | Window | No | Yes | None | 12 | 2022-07-11 | 2022-07-14 | Yes | 14000 | 11000 | No Yes None 14000 11000 | 3 | #N/A | #N/A | 12 | #N/A | #N/A | #N/A | #N/A | #N/A | #N/A | #N/A | #N/A | #N/A | #N/A | #N/A | #N/A | #N/A | #N/A | #N/A
TCL | H12W26W | 12100 | Window | No | Yes | None | 12 | 2022-07-11 | 2022-07-14 | No | 14000 | 11000 | No Yes None 14000 11000 | 3 | #N/A | #N/A | 12 | #N/A | #N/A | #N/A | #N/A | #N/A | #N/A | #N/A | #N/A | #N/A | #N/A | #N/A | #N/A | #N/A | #N/A | #N/A
TCL | KC-35/YXRD(E1/6)(40500) | 12100 | Window | No | Yes | None | 12 | 2020-12-05 | 2020-12-05 | No | 14000 | 11000 | No Yes None 14000 11000 | 3 | #N/A | #N/A | 12 | #N/A | #N/A | #N/A | #N/A | #N/A | #N/A | #N/A | #N/A | #N/A | #N/A | #N/A | #N/A | #N/A | #N/A | #N/A
TOSOT | GJC12BR-A3NRNJ1C | 12100 | Window | No | Yes | None | 12 | 2019-04-01 | 2019-04-11 | Yes | 14000 | 11000 | No Yes None 14000 11000 | 3 | #N/A | #N/A | 12 | #N/A | #N/A | #N/A | #N/A | #N/A | #N/A | #N/A | #N/A | #N/A | #N/A | #N/A | #N/A | #N/A | #N/A | #N/A
TOSOT | GJC12BR-A6NRNC5C | 12100 | Window | No | Yes | None | 12 | 2020-10-01 | 2020-11-19 | No | 14000 | 11000 | No Yes None 14000 11000 | 3 | #N/A | #N/A | 12 | #N/A | #N/A | #N/A | #N/A | #N/A | #N/A | #N/A | #N/A | #N/A | #N/A | #N/A | #N/A | #N/A | #N/A | #N/A
TOSOT | GJC12BR-A6NRNJ1A | 12100 | Window | No | Yes | None | 12 | 2020-05-01 | 2020-05-07 | No | 14000 | 11000 | No Yes None 14000 11000 | 3 | #N/A | #N/A | 12 | #N/A | #N/A | #N/A | #N/A | #N/A | #N/A | #N/A | #N/A | #N/A | #N/A | #N/A | #N/A | #N/A | #N/A | #N/A
Whirlpool | WHAW121CW | 12100 | Window | No | Yes | None | 12 | 2021-12-01 | 2021-11-17 | Yes | 14000 | 11000 | No Yes None 14000 11000 | 3 | #N/A | #N/A | 12 | #N/A | #N/A | #N/A | #N/A | #N/A | #N/A | #N/A | #N/A | #N/A | #N/A | #N/A | #N/A | #N/A | #N/A | #N/A
Friedrich | KCM14A10A | 13800 | Window | No | Yes | None | 12 | 2019-03-15 | 2019-03-22 | Yes | 14000 | 11000 | No Yes None 14000 11000 | 3 | #N/A | #N/A | 12 | #N/A | #N/A | #N/A | #N/A | #N/A | #N/A | #N/A | #N/A | #N/A | #N/A | #N/A | #N/A | #N/A | #N/A | #N/A
aeroplus | A*RC8RE1 | 8000 | Window | No | Yes | None | 12 | 2021-06-05 | 2021-06-12 | Yes | 11000 | 8000 | No Yes None 11000 8000 | 3 | #N/A | #N/A | 12 | #N/A | #N/A | #N/A | #N/A | #N/A | #N/A | #N/A | #N/A | #N/A | #N/A | #N/A | #N/A | #N/A | #N/A | #N/A
Amana | AMAP081CW | 8000 | Window | No | Yes | None | 12 | 2020-10-28 | 2020-10-29 | Yes | 11000 | 8000 | No Yes None 11000 8000 | 3 | #N/A | #N/A | 12 | #N/A | #N/A | #N/A | #N/A | #N/A | #N/A | #N/A | #N/A | #N/A | #N/A | #N/A | #N/A | #N/A | #N/A | #N/A
amazonbasics | B07N6LPL7V | 8000 | Window | No | Yes | None | 12 | 2019-11-01 | 2019-10-16 | Yes | 11000 | 8000 | No Yes None 11000 8000 | 3 | #N/A | #N/A | 12 | #N/A | #N/A | #N/A | #N/A | #N/A | #N/A | #N/A | #N/A | #N/A | #N/A | #N/A | #N/A | #N/A | #N/A | #N/A
Arctic King | AKW08CR71 | 8000 | Window | No | Yes | None | 12 | 2017-02-06 | 2017-02-06 | Yes | 11000 | 8000 | No Yes None 11000 8000 | 3 | #N/A | #N/A | 12 | #N/A | #N/A | #N/A | #N/A | #N/A | #N/A | #N/A | #N/A | #N/A | #N/A | #N/A | #N/A | #N/A | #N/A | #N/A
Arctic King | MWHUK-08CRN8-BCL0 | 8000 | Window | No | Yes | None | 12 | 2018-10-01 | 2018-09-30 | No | 11000 | 8000 | No Yes None 11000 8000 | 3 | #N/A | #N/A | 12 | #N/A | #N/A | #N/A | #N/A | #N/A | #N/A | #N/A | #N/A | #N/A | #N/A | #N/A | #N/A | #N/A | #N/A | #N/A
Arctic King | MWHUK-08CRN8-BCL0 | 8000 | Window | No | Yes | None | 12 | 2020-06-01 | 2020-07-14 | No | 11000 | 8000 | No Yes None 11000 8000 | 3 | #N/A | #N/A | 12 | #N/A | #N/A | #N/A | #N/A | #N/A | #N/A | #N/A | #N/A | #N/A | #N/A | #N/A | #N/A | #N/A | #N/A | #N/A
Arctic King | WWK08CW91E-B | 8000 | Window | No | Yes | None | 12 | 2018-10-01 | 2018-09-30 | No | 11000 | 8000 | No Yes None 11000 8000 | 3 | #N/A | #N/A | 12 | #N/A | #N/A | #N/A | #N/A | #N/A | #N/A | #N/A | #N/A | #N/A | #N/A | #N/A | #N/A | #N/A | #N/A | #N/A
Black + Decker | BD08WT6 | 8000 | Window | No | Yes | None | 12 | 2021-01-15 | 2021-01-28 | Yes | 11000 | 8000 | No Yes None 11000 8000 | 3 | #N/A | #N/A | 12 | #N/A | #N/A | #N/A | #N/A | #N/A | #N/A | #N/A | #N/A | #N/A | #N/A | #N/A | #N/A | #N/A | #N/A | #N/A
Black + Decker | BWAM8W** | 8000 | Window | No | Yes | None | 12 | 2020-06-01 | 2020-06-02 | No | 11000 | 8000 | No Yes None 11000 8000 | 3 | #N/A | #N/A | 12 | #N/A | #N/A | #N/A | #N/A | #N/A | #N/A | #N/A | #N/A | #N/A | #N/A | #N/A | #N/A | #N/A | #N/A | #N/A
BLACK DECKER | BWAC08WT | 8000 | Window | No | Yes | None | 12 | 2017-04-12 | 2017-04-12 | No | 11000 | 8000 | No Yes None 11000 8000 | 3 | #N/A | #N/A | 12 | #N/A | #N/A | #N/A | #N/A | #N/A | #N/A | #N/A | #N/A | #N/A | #N/A | #N/A | #N/A | #N/A | #N/A | #N/A
BLACK+DECKER | BWAC08WTB | 8000 | Window | No | Yes | None | 12 | 2021-01-25 | 2021-02-03 | No | 11000 | 8000 | No Yes None 11000 8000 | 3 | #N/A | #N/A | 12 | #N/A | #N/A | #N/A | #N/A | #N/A | #N/A | #N/A | #N/A | #N/A | #N/A | #N/A | #N/A | #N/A | #N/A | #N/A
CLASSIC AMERICA | TWC-08CRD1/L0U-CA | 8000 | Window | No | Yes | None | 12 | 2021-04-10 | 2021-04-22 | Yes | 11000 | 8000 | No Yes None 11000 8000 | 3 | #N/A | #N/A | 12 | #N/A | #N/A | #N/A | #N/A | #N/A | #N/A | #N/A | #N/A | #N/A | #N/A | #N/A | #N/A | #N/A | #N/A | #N/A
Coast air | CEW081BS | 8000 | Window | No | Yes | None | 12 | 2019-03-01 | 2019-03-07 | Yes | 11000 | 8000 | No Yes None 11000 8000 | 3 | #N/A | #N/A | 12 | #N/A | #N/A | #N/A | #N/A | #N/A | #N/A | #N/A | #N/A | #N/A | #N/A | #N/A | #N/A | #N/A | #N/A | #N/A
Coast air | CEW081CS | 8000 | Window | No | Yes | None | 12 | 2021-01-06 | 2021-01-07 | No | 11000 | 8000 | No Yes None 11000 8000 | 3 | #N/A | #N/A | 12 | #N/A | #N/A | #N/A | #N/A | #N/A | #N/A | #N/A | #N/A | #N/A | #N/A | #N/A | #N/A | #N/A | #N/A | #N/A
Comfort Aire | RADS-81Q | 8000 | Window | No | Yes | None | 12 | 2018-11-01 | 2018-11-08 | Yes | 11000 | 8000 | No Yes None 11000 8000 | 3 | #N/A | #N/A | 12 | #N/A | #N/A | #N/A | #N/A | #N/A | #N/A | #N/A | #N/A | #N/A | #N/A | #N/A | #N/A | #N/A | #N/A | #N/A
Comfort Aire | RADS-81R | 8000 | Window | No | Yes | None | 12 | 2020-07-01 | 2020-07-20 | No | 11000 | 8000 | No Yes None 11000 8000 | 3 | #N/A | #N/A | 12 | #N/A | #N/A | #N/A | #N/A | #N/A | #N/A | #N/A | #N/A | #N/A | #N/A | #N/A | #N/A | #N/A | #N/A | #N/A
Commercial Cool | CC08WT | 8000 | Window | No | Yes | None | 12 | 2020-05-01 | 2020-05-06 | Yes | 11000 | 8000 | No Yes None 11000 8000 | 3 | #N/A | #N/A | 12 | #N/A | #N/A | #N/A | #N/A | #N/A | #N/A | #N/A | #N/A | #N/A | #N/A | #N/A | #N/A | #N/A | #N/A | #N/A
Cool-living | CL-RAC08EWES | 8000 | Window | No | Yes | None | 12 | 2017-11-27 | 2017-11-27 | Yes | 11000 | 8000 | No Yes None 11000 8000 | 3 | #N/A | #N/A | 12 | #N/A | #N/A | #N/A | #N/A | #N/A | #N/A | #N/A | #N/A | #N/A | #N/A | #N/A | #N/A | #N/A | #N/A | #N/A
Cool-living | CL-RAC08EWIES | 8000 | Window | No | Yes | None | 12 | 2019-12-30 | 2019-12-30 | No | 11000 | 8000 | No Yes None 11000 8000 | 3 | #N/A | #N/A | 12 | #N/A | #N/A | #N/A | #N/A | #N/A | #N/A | #N/A | #N/A | #N/A | #N/A | #N/A | #N/A | #N/A | #N/A | #N/A
Cool-living | CL-RAC08EWIES-6A | 8000 | Window | No | Yes | None | 12 | 2019-12-30 | 2019-12-30 | No | 11000 | 8000 | No Yes None 11000 8000 | 3 | #N/A | #N/A | 12 | #N/A | #N/A | #N/A | #N/A | #N/A | #N/A | #N/A | #N/A | #N/A | #N/A | #N/A | #N/A | #N/A | #N/A | #N/A
Coolworks | MWHUK-08CRN8-BCL0 | 8000 | Window | No | Yes | None | 12 | 2019-12-27 | 2019-12-27 | Yes | 11000 | 8000 | No Yes None 11000 8000 | 3 | #N/A | #N/A | 12 | #N/A | #N/A | #N/A | #N/A | #N/A | #N/A | #N/A | #N/A | #N/A | #N/A | #N/A | #N/A | #N/A | #N/A | #N/A
Crosley | CATS08A1 | 8000 | Window | No | Yes | None | 12 | 2018-01-15 | 2018-01-15 | Yes | 11000 | 8000 | No Yes None 11000 8000 | 3 | #N/A | #N/A | 12 | #N/A | #N/A | #N/A | #N/A | #N/A | #N/A | #N/A | #N/A | #N/A | #N/A | #N/A | #N/A | #N/A | #N/A | #N/A
Crosley | CATS08B1 | 8000 | Window | No | Yes | None | 12 | 2020-05-25 | 2020-05-26 | No | 11000 | 8000 | No Yes None 11000 8000 | 3 | #N/A | #N/A | 12 | #N/A | #N/A | #N/A | #N/A | #N/A | #N/A | #N/A | #N/A | #N/A | #N/A | #N/A | #N/A | #N/A | #N/A | #N/A
Daewoo | DWC-F08C1KRC-Y | 8000 | Window | No | Yes | None | 12 | 2020-01-02 | 2020-01-02 | Yes | 11000 | 8000 | No Yes None 11000 8000 | 3 | #N/A | #N/A | 12 | #N/A | #N/A | #N/A | #N/A | #N/A | #N/A | #N/A | #N/A | #N/A | #N/A | #N/A | #N/A | #N/A | #N/A | #N/A
Danby | DAC080B5* | 8000 | Window | No | Yes | None | 12 | 2019-02-01 | 2019-01-09 | Yes | 11000 | 8000 | No Yes None 11000 8000 | 3 | #N/A | #N/A | 12 | #N/A | #N/A | #N/A | #N/A | #N/A | #N/A | #N/A | #N/A | #N/A | #N/A | #N/A | #N/A | #N/A | #N/A | #N/A
Danby | DAC080EB4* | 8000 | Window | No | Yes | None | 12 | 2019-02-01 | 2019-01-09 | No | 11000 | 8000 | No Yes None 11000 8000 | 3 | #N/A | #N/A | 12 | #N/A | #N/A | #N/A | #N/A | #N/A | #N/A | #N/A | #N/A | #N/A | #N/A | #N/A | #N/A | #N/A | #N/A | #N/A
Danby | DAC080EB6* | 8000 | Window | No | Yes | None | 12 | 2019-11-19 | 2019-10-07 | No | 11000 | 8000 | No Yes None 11000 8000 | 3 | #N/A | #N/A | 12 | #N/A | #N/A | #N/A | #N/A | #N/A | #N/A | #N/A | #N/A | #N/A | #N/A | #N/A | #N/A | #N/A | #N/A | #N/A
Danby | DAC080EB7* | 8000 | Window | No | Yes | None | 12 | 2019-11-19 | 2019-10-07 | No | 11000 | 8000 | No Yes None 11000 8000 | 3 | #N/A | #N/A | 12 | #N/A | #N/A | #N/A | #N/A | #N/A | #N/A | #N/A | #N/A | #N/A | #N/A | #N/A | #N/A | #N/A | #N/A | #N/A
Danby | DAC080EE2WDB | 8000 | Window | No | Yes | None | 12 | 2020-10-28 | 2020-10-30 | No | 11000 | 8000 | No Yes None 11000 8000 | 3 | #N/A | #N/A | 12 | #N/A | #N/A | #N/A | #N/A | #N/A | #N/A | #N/A | #N/A | #N/A | #N/A | #N/A | #N/A | #N/A | #N/A | #N/A
DELLA | 048-TL-W8KW | 8000 | Window | No | Yes | None | 12 | 2021-01-06 | 2021-01-07 | Yes | 11000 | 8000 | No Yes None 11000 8000 | 3 | #N/A | #N/A | 12 | #N/A | #N/A | #N/A | #N/A | #N/A | #N/A | #N/A | #N/A | #N/A | #N/A | #N/A | #N/A | #N/A | #N/A | #N/A
DELLA | 048-TL-WAC8K32 | 8000 | Window | No | Yes | None | 12 | 2021-01-06 | 2021-01-07 | No | 11000 | 8000 | No Yes None 11000 8000 | 3 | #N/A | #N/A | 12 | #N/A | #N/A | #N/A | #N/A | #N/A | #N/A | #N/A | #N/A | #N/A | #N/A | #N/A | #N/A | #N/A | #N/A | #N/A
DENALI AIRE | 1DAC8K | 8000 | Window | No | Yes | None | 12 | 2019-12-20 | 2019-12-16 | Yes | 11000 | 8000 | No Yes None 11000 8000 | 3 | #N/A | #N/A | 12 | #N/A | #N/A | #N/A | #N/A | #N/A | #N/A | #N/A | #N/A | #N/A | #N/A | #N/A | #N/A | #N/A | #N/A | #N/A
Emerson Quiet Kool | EARC8RE1 | 8000 | Window | No | Yes | None | 12 | 2020-02-25 | 2020-02-25 | Yes | 11000 | 8000 | No Yes None 11000 8000 | 3 | #N/A | #N/A | 12 | #N/A | #N/A | #N/A | #N/A | #N/A | #N/A | #N/A | #N/A | #N/A | #N/A | #N/A | #N/A | #N/A | #N/A | #N/A
Emerson Quiet Kool | EARC8RE1H | 8000 | Window | No | Yes | None | 12 | 2021-08-18 | 2021-08-26 | No | 11000 | 8000 | No Yes None 11000 8000 | 3 | #N/A | #N/A | 12 | #N/A | #N/A | #N/A | #N/A | #N/A | #N/A | #N/A | #N/A | #N/A | #N/A | #N/A | #N/A | #N/A | #N/A | #N/A
Emerson Quiet Kool | EARC8RSE1 | 8000 | Window | No | Yes | None | 12 | 2020-02-25 | 2020-02-25 | No | 11000 | 8000 | No Yes None 11000 8000 | 3 | #N/A | #N/A | 12 | #N/A | #N/A | #N/A | #N/A | #N/A | #N/A | #N/A | #N/A | #N/A | #N/A | #N/A | #N/A | #N/A | #N/A | #N/A
Emerson Quiet Kool | EARC8RSE1H | 8000 | Window | No | Yes | None | 12 | 2021-08-18 | 2021-08-26 | No | 11000 | 8000 | No Yes None 11000 8000 | 3 | #N/A | #N/A | 12 | #N/A | #N/A | #N/A | #N/A | #N/A | #N/A | #N/A | #N/A | #N/A | #N/A | #N/A | #N/A | #N/A | #N/A | #N/A
Emerson Quiet Kool | EBRC8RE1H | 8000 | Window | No | Yes | None | 12 | 2021-08-18 | 2021-08-26 | No | 11000 | 8000 | No Yes None 11000 8000 | 3 | #N/A | #N/A | 12 | #N/A | #N/A | #N/A | #N/A | #N/A | #N/A | #N/A | #N/A | #N/A | #N/A | #N/A | #N/A | #N/A | #N/A | #N/A
Emerson Quiet Kool | EBRC8RSE1H | 8000 | Window | No | Yes | None | 12 | 2021-08-18 | 2021-08-26 | No | 11000 | 8000 | No Yes None 11000 8000 | 3 | #N/A | #N/A | 12 | #N/A | #N/A | #N/A | #N/A | #N/A | #N/A | #N/A | #N/A | #N/A | #N/A | #N/A | #N/A | #N/A | #N/A | #N/A
Emerson Quiet Kool | E*RC8RE1 | 8000 | Window | No | Yes | None | 12 | 2017-03-27 | 2017-03-27 | No | 11000 | 8000 | No Yes None 11000 8000 | 3 | #N/A | #N/A | 12 | #N/A | #N/A | #N/A | #N/A | #N/A | #N/A | #N/A | #N/A | #N/A | #N/A | #N/A | #N/A | #N/A | #N/A | #N/A
Emerson Quiet Kool | E*RC8RE1T | 8000 | Window | No | Yes | None | 12 | 2021-06-05 | 2021-06-12 | No | 11000 | 8000 | No Yes None 11000 8000 | 3 | #N/A | #N/A | 12 | #N/A | #N/A | #N/A | #N/A | #N/A | #N/A | #N/A | #N/A | #N/A | #N/A | #N/A | #N/A | #N/A | #N/A | #N/A
Emerson Quiet Kool | E*RC8RSE1 | 8000 | Window | No | Yes | None | 12 | 2018-04-25 | 2018-04-28 | No | 11000 | 8000 | No Yes None 11000 8000 | 3 | #N/A | #N/A | 12 | #N/A | #N/A | #N/A | #N/A | #N/A | #N/A | #N/A | #N/A | #N/A | #N/A | #N/A | #N/A | #N/A | #N/A | #N/A
Emerson Quiet Kool | E*RC8RSE1T | 8000 | Window | No | Yes | None | 12 | 2021-06-05 | 2021-06-12 | No | 11000 | 8000 | No Yes None 11000 8000 | 3 | #N/A | #N/A | 12 | #N/A | #N/A | #N/A | #N/A | #N/A | #N/A | #N/A | #N/A | #N/A | #N/A | #N/A | #N/A | #N/A | #N/A | #N/A
FREO | FHCW081ABE | 8000 | Window | No | Yes | None | 12 | 2020-06-01 | 2020-06-02 | Yes | 11000 | 8000 | No Yes None 11000 8000 | 3 | #N/A | #N/A | 12 | #N/A | #N/A | #N/A | #N/A | #N/A | #N/A | #N/A | #N/A | #N/A | #N/A | #N/A | #N/A | #N/A | #N/A | #N/A
FREO | FHCW081AUQ | 8000 | Window | No | Yes | None | 12 | 2020-06-01 | 2020-06-02 | No | 11000 | 8000 | No Yes None 11000 8000 | 3 | #N/A | #N/A | 12 | #N/A | #N/A | #N/A | #N/A | #N/A | #N/A | #N/A | #N/A | #N/A | #N/A | #N/A | #N/A | #N/A | #N/A | #N/A
Friedrich | CCF08A10A | 8000 | Window | No | Yes | None | 12 | 2019-05-23 | 2019-05-28 | Yes | 11000 | 8000 | No Yes None 11000 8000 | 3 | #N/A | #N/A | 12 | #N/A | #N/A | #N/A | #N/A | #N/A | #N/A | #N/A | #N/A | #N/A | #N/A | #N/A | #N/A | #N/A | #N/A | #N/A
Friedrich | CCW08B10A | 8000 | Window | No | Yes | None | 12 | 2020-08-20 | 2020-08-25 | No | 11000 | 8000 | No Yes None 11000 8000 | 3 | #N/A | #N/A | 12 | #N/A | #N/A | #N/A | #N/A | #N/A | #N/A | #N/A | #N/A | #N/A | #N/A | #N/A | #N/A | #N/A | #N/A | #N/A
Friedrich | CCW08B10B | 8000 | Window | No | Yes | None | 12 | 2021-03-12 | 2021-03-12 | No | 11000 | 8000 | No Yes None 11000 8000 | 3 | #N/A | #N/A | 12 | #N/A | #N/A | #N/A | #N/A | #N/A | #N/A | #N/A | #N/A | #N/A | #N/A | #N/A | #N/A | #N/A | #N/A | #N/A
Friedrich | KCQ08A10A | 8000 | Window | No | Yes | None | 12 | 2019-03-15 | 2019-03-22 | No | 11000 | 8000 | No Yes None 11000 8000 | 3 | #N/A | #N/A | 12 | #N/A | #N/A | #N/A | #N/A | #N/A | #N/A | #N/A | #N/A | #N/A | #N/A | #N/A | #N/A | #N/A | #N/A | #N/A
Friedrich | KCS08A10A | 8000 | Window | No | Yes | None | 12 | 2019-03-15 | 2019-03-22 | No | 11000 | 8000 | No Yes None 11000 8000 | 3 | #N/A | #N/A | 12 | #N/A | #N/A | #N/A | #N/A | #N/A | #N/A | #N/A | #N/A | #N/A | #N/A | #N/A | #N/A | #N/A | #N/A | #N/A
Frigidaire Gallery | GHWW083WB1 | 8000 | Window | No | Yes | None | 12 | 2019-11-19 | 2019-10-07 | Yes | 11000 | 8000 | No Yes None 11000 8000 | 3 | #N/A | #N/A | 12 | #N/A | #N/A | #N/A | #N/A | #N/A | #N/A | #N/A | #N/A | #N/A | #N/A | #N/A | #N/A | #N/A | #N/A | #N/A
Frigidaire | FFRE0833U1E | 8000 | Window | No | Yes | None | 12 | 2017-11-15 | 2017-11-24 | Yes | 11000 | 8000 | No Yes None 11000 8000 | 3 | #N/A | #N/A | 12 | #N/A | #N/A | #N/A | #N/A | #N/A | #N/A | #N/A | #N/A | #N/A | #N/A | #N/A | #N/A | #N/A | #N/A | #N/A
Frigidaire | FFRE083WA1 | 8000 | Window | No | Yes | None | 12 | 2018-10-25 | 2018-09-30 | No | 11000 | 8000 | No Yes None 11000 8000 | 3 | #N/A | #N/A | 12 | #N/A | #N/A | #N/A | #N/A | #N/A | #N/A | #N/A | #N/A | #N/A | #N/A | #N/A | #N/A | #N/A | #N/A | #N/A
Frigidaire | FFRE083WAE | 8000 | Window | No | Yes | None | 12 | 2018-10-25 | 2018-09-30 | No | 11000 | 8000 | No Yes None 11000 8000 | 3 | #N/A | #N/A | 12 | #N/A | #N/A | #N/A | #N/A | #N/A | #N/A | #N/A | #N/A | #N/A | #N/A | #N/A | #N/A | #N/A | #N/A | #N/A
Frigidaire | FFRE083ZA1 | 8000 | Window | No | Yes | None | 12 | 2019-11-15 | 2019-10-30 | No | 11000 | 8000 | No Yes None 11000 8000 | 3 | #N/A | #N/A | 12 | #N/A | #N/A | #N/A | #N/A | #N/A | #N/A | #N/A | #N/A | #N/A | #N/A | #N/A | #N/A | #N/A | #N/A | #N/A
Frigidaire | FGRC084WA1 | 8000 | Window | No | Yes | None | 12 | 2019-01-01 | 2018-11-30 | No | 11000 | 8000 | No Yes None 11000 8000 | 3 | #N/A | #N/A | 12 | #N/A | #N/A | #N/A | #N/A | #N/A | #N/A | #N/A | #N/A | #N/A | #N/A | #N/A | #N/A | #N/A | #N/A | #N/A
Frigidaire | FGRC084WAE | 8000 | Window | No | Yes | None | 12 | 2019-01-01 | 2018-11-30 | No | 11000 | 8000 | No Yes None 11000 8000 | 3 | #N/A | #N/A | 12 | #N/A | #N/A | #N/A | #N/A | #N/A | #N/A | #N/A | #N/A | #N/A | #N/A | #N/A | #N/A | #N/A | #N/A | #N/A
Frigidaire | FGRQ0833T1 | 8000 | Window | No | Yes | None | 12 | 2017-09-06 | 2017-09-06 | No | 11000 | 8000 | No Yes None 11000 8000 | 3 | #N/A | #N/A | 12 | #N/A | #N/A | #N/A | #N/A | #N/A | #N/A | #N/A | #N/A | #N/A | #N/A | #N/A | #N/A | #N/A | #N/A | #N/A
Frigidaire | FGRQ083WAE | 8000 | Window | No | Yes | None | 12 | 2018-12-15 | 2018-12-24 | No | 11000 | 8000 | No Yes None 11000 8000 | 3 | #N/A | #N/A | 12 | #N/A | #N/A | #N/A | #N/A | #N/A | #N/A | #N/A | #N/A | #N/A | #N/A | #N/A | #N/A | #N/A | #N/A | #N/A
Frigidaire | FGRQ08L3T1 | 8000 | Window | No | Yes | None | 12 | 2016-11-22 | 2016-11-24 | No | 11000 | 8000 | No Yes None 11000 8000 | 3 | #N/A | #N/A | 12 | #N/A | #N/A | #N/A | #N/A | #N/A | #N/A | #N/A | #N/A | #N/A | #N/A | #N/A | #N/A | #N/A | #N/A | #N/A
Frigidaire | FHWC083TB1 | 8000 | Window | No | Yes | None | 12 | 2022-08-31 | 2022-08-31 | No | 11000 | 8000 | No Yes None 11000 8000 | 3 | #N/A | #N/A | 12 | #N/A | #N/A | #N/A | #N/A | #N/A | #N/A | #N/A | #N/A | #N/A | #N/A | #N/A | #N/A | #N/A | #N/A | #N/A
Frigidaire | FHWC083WAB | 8000 | Window | No | Yes | None | 12 | 2021-12-13 | 2021-12-13 | No | 11000 | 8000 | No Yes None 11000 8000 | 3 | #N/A | #N/A | 12 | #N/A | #N/A | #N/A | #N/A | #N/A | #N/A | #N/A | #N/A | #N/A | #N/A | #N/A | #N/A | #N/A | #N/A | #N/A
Frigidaire | FHWW083WB1 | 8000 | Window | No | Yes | None | 12 | 2019-10-01 | 2019-09-26 | No | 11000 | 8000 | No Yes None 11000 8000 | 3 | #N/A | #N/A | 12 | #N/A | #N/A | #N/A | #N/A | #N/A | #N/A | #N/A | #N/A | #N/A | #N/A | #N/A | #N/A | #N/A | #N/A | #N/A
Frigidaire | FHWW083WBE | 8000 | Window | No | Yes | None | 12 | 2019-10-01 | 2019-09-26 | No | 11000 | 8000 | No Yes None 11000 8000 | 3 | #N/A | #N/A | 12 | #N/A | #N/A | #N/A | #N/A | #N/A | #N/A | #N/A | #N/A | #N/A | #N/A | #N/A | #N/A | #N/A | #N/A | #N/A
Garrison | 2498534 | 8000 | Window | No | Yes | None | 12 | 2016-03-01 | 2016-03-10 | Yes | 11000 | 8000 | No Yes None 11000 8000 | 3 | #N/A | #N/A | 12 | #N/A | #N/A | #N/A | #N/A | #N/A | #N/A | #N/A | #N/A | #N/A | #N/A | #N/A | #N/A | #N/A | #N/A | #N/A
Garrison | 311410578 | 8000 | Window | No | Yes | None | 12 | 2019-10-01 | 2019-09-26 | No | 11000 | 8000 | No Yes None 11000 8000 | 3 | #N/A | #N/A | 12 | #N/A | #N/A | #N/A | #N/A | #N/A | #N/A | #N/A | #N/A | #N/A | #N/A | #N/A | #N/A | #N/A | #N/A | #N/A
GE | AEC08LW*# | 8000 | Window | No | Yes | None | 12 | 2017-01-23 | 2017-01-26 | Yes | 11000 | 8000 | No Yes None 11000 8000 | 3 | #N/A | #N/A | 12 | #N/A | #N/A | #N/A | #N/A | #N/A | #N/A | #N/A | #N/A | #N/A | #N/A | #N/A | #N/A | #N/A | #N/A | #N/A
GE | AEC08LXL1 | 8000 | Window | No | Yes | None | 12 | 2017-11-09 | 2017-11-09 | No | 11000 | 8000 | No Yes None 11000 8000 | 3 | #N/A | #N/A | 12 | #N/A | #N/A | #N/A | #N/A | #N/A | #N/A | #N/A | #N/A | #N/A | #N/A | #N/A | #N/A | #N/A | #N/A | #N/A
GE | AEH08LX*# | 8000 | Window | No | Yes | None | 12 | 2017-11-09 | 2017-11-09 | No | 11000 | 8000 | No Yes None 11000 8000 | 3 | #N/A | #N/A | 12 | #N/A | #N/A | #N/A | #N/A | #N/A | #N/A | #N/A | #N/A | #N/A | #N/A | #N/A | #N/A | #N/A | #N/A | #N/A
GE | AEL08LV*# | 8000 | Window | No | Yes | None | 12 | 2017-01-23 | 2017-01-25 | No | 11000 | 8000 | No Yes None 11000 8000 | 3 | #N/A | #N/A | 12 | #N/A | #N/A | #N/A | #N/A | #N/A | #N/A | #N/A | #N/A | #N/A | #N/A | #N/A | #N/A | #N/A | #N/A | #N/A
GE | AHM08LY*# | 8000 | Window | No | Yes | None | 12 | 2016-01-09 | 2017-01-19 | No | 11000 | 8000 | No Yes None 11000 8000 | 3 | #N/A | #N/A | 12 | #N/A | #N/A | #N/A | #N/A | #N/A | #N/A | #N/A | #N/A | #N/A | #N/A | #N/A | #N/A | #N/A | #N/A | #N/A
GREE | GJC08BK-A6NRNC5B | 8000 | Window | No | Yes | None | 12 | 2020-10-01 | 2020-11-19 | Yes | 11000 | 8000 | No Yes None 11000 8000 | 3 | #N/A | #N/A | 12 | #N/A | #N/A | #N/A | #N/A | #N/A | #N/A | #N/A | #N/A | #N/A | #N/A | #N/A | #N/A | #N/A | #N/A | #N/A
GREE | GJC08BK-A6NRNE2D | 8000 | Window | No | Yes | None | 12 | 2021-03-01 | 2021-03-04 | No | 11000 | 8000 | No Yes None 11000 8000 | 3 | #N/A | #N/A | 12 | #N/A | #N/A | #N/A | #N/A | #N/A | #N/A | #N/A | #N/A | #N/A | #N/A | #N/A | #N/A | #N/A | #N/A | #N/A
GREE | GJC08BK-A6NRNH2B | 8000 | Window | No | Yes | None | 12 | 2018-11-01 | 2018-10-17 | No | 11000 | 8000 | No Yes None 11000 8000 | 3 | #N/A | #N/A | 12 | #N/A | #N/A | #N/A | #N/A | #N/A | #N/A | #N/A | #N/A | #N/A | #N/A | #N/A | #N/A | #N/A | #N/A | #N/A
GREE | GJC08BK-A6NRNH2F | 8000 | Window | No | Yes | None | 12 | 2019-11-15 | 2019-10-30 | No | 11000 | 8000 | No Yes None 11000 8000 | 3 | #N/A | #N/A | 12 | #N/A | #N/A | #N/A | #N/A | #N/A | #N/A | #N/A | #N/A | #N/A | #N/A | #N/A | #N/A | #N/A | #N/A | #N/A
GREE | GJC08BS-A3NRNJ1B | 8000 | Window | No | Yes | None | 12 | 2019-04-01 | 2019-04-11 | No | 11000 | 8000 | No Yes None 11000 8000 | 3 | #N/A | #N/A | 12 | #N/A | #N/A | #N/A | #N/A | #N/A | #N/A | #N/A | #N/A | #N/A | #N/A | #N/A | #N/A | #N/A | #N/A | #N/A
GREE | GJC08BU-A6NRNJ2A | 8000 | Window | No | Yes | None | 12 | 2019-04-22 | 2019-04-17 | No | 11000 | 8000 | No Yes None 11000 8000 | 3 | #N/A | #N/A | 12 | #N/A | #N/A | #N/A | #N/A | #N/A | #N/A | #N/A | #N/A | #N/A | #N/A | #N/A | #N/A | #N/A | #N/A | #N/A
GREE | GWA08BTE | 8000 | Window | No | Yes | None | 12 | 2021-08-01 | 2021-08-10 | No | 11000 | 8000 | No Yes None 11000 8000 | 3 | #N/A | #N/A | 12 | #N/A | #N/A | #N/A | #N/A | #N/A | #N/A | #N/A | #N/A | #N/A | #N/A | #N/A | #N/A | #N/A | #N/A | #N/A
Hisense | AW0821CW1W | 8000 | Window | No | Yes | None | 12 | 2020-09-29 | 2020-09-29 | Yes | 11000 | 8000 | No Yes None 11000 8000 | 3 | #N/A | #N/A | 12 | #N/A | #N/A | #N/A | #N/A | #N/A | #N/A | #N/A | #N/A | #N/A | #N/A | #N/A | #N/A | #N/A | #N/A | #N/A
Hisense | AW-08CR1RVGUE10 | 8000 | Window | No | Yes | None | 12 | 2021-08-18 | 2021-08-25 | No | 11000 | 8000 | No Yes None 11000 8000 | 3 | #N/A | #N/A | 12 | #N/A | #N/A | #N/A | #N/A | #N/A | #N/A | #N/A | #N/A | #N/A | #N/A | #N/A | #N/A | #N/A | #N/A | #N/A
Hisense | AW-08CW1RVGUE10 | 8000 | Window | No | Yes | None | 12 | 2021-08-18 | 2021-08-25 | No | 11000 | 8000 | No Yes None 11000 8000 | 3 | #N/A | #N/A | 12 | #N/A | #N/A | #N/A | #N/A | #N/A | #N/A | #N/A | #N/A | #N/A | #N/A | #N/A | #N/A | #N/A | #N/A | #N/A
hOme | HME030340N | 8000 | Window | No | Yes | None | 12 | 2020-01-10 | 2020-01-07 | Yes | 11000 | 8000 | No Yes None 11000 8000 | 3 | #N/A | #N/A | 12 | #N/A | #N/A | #N/A | #N/A | #N/A | #N/A | #N/A | #N/A | #N/A | #N/A | #N/A | #N/A | #N/A | #N/A | #N/A
hOme | HME030525N | 8000 | Window | No | Yes | None | 12 | 2020-12-01 | 2020-12-16 | No | 11000 | 8000 | No Yes None 11000 8000 | 3 | #N/A | #N/A | 12 | #N/A | #N/A | #N/A | #N/A | #N/A | #N/A | #N/A | #N/A | #N/A | #N/A | #N/A | #N/A | #N/A | #N/A | #N/A
Homepointe | MWHUK-08CRN8-BCL0 | 8000 | Window | No | Yes | None | 12 | 2019-02-01 | 2019-01-09 | Yes | 11000 | 8000 | No Yes None 11000 8000 | 3 | #N/A | #N/A | 12 | #N/A | #N/A | #N/A | #N/A | #N/A | #N/A | #N/A | #N/A | #N/A | #N/A | #N/A | #N/A | #N/A | #N/A | #N/A
Homepointe | MWHUK-08CRN8-BCL0 | 8000 | Window | No | Yes | None | 12 | 2019-11-01 | 2019-10-16 | No | 11000 | 8000 | No Yes None 11000 8000 | 3 | #N/A | #N/A | 12 | #N/A | #N/A | #N/A | #N/A | #N/A | #N/A | #N/A | #N/A | #N/A | #N/A | #N/A | #N/A | #N/A | #N/A | #N/A
Honeywell | HAC8 | 8000 | Window | No | Yes | None | 12 | 2022-04-07 | 2022-04-07 | Yes | 11000 | 8000 | No Yes None 11000 8000 | 3 | #N/A | #N/A | 12 | #N/A | #N/A | #N/A | #N/A | #N/A | #N/A | #N/A | #N/A | #N/A | #N/A | #N/A | #N/A | #N/A | #N/A | #N/A
Honeywell | HAC8-B | 8000 | Window | No | Yes | None | 12 | 2022-04-07 | 2022-04-07 | No | 11000 | 8000 | No Yes None 11000 8000 | 3 | #N/A | #N/A | 12 | #N/A | #N/A | #N/A | #N/A | #N/A | #N/A | #N/A | #N/A | #N/A | #N/A | #N/A | #N/A | #N/A | #N/A | #N/A
IMPECCA | IWA08-AQ22 | 8000 | Window | No | Yes | None | 12 | 2021-08-01 | 2021-08-10 | Yes | 11000 | 8000 | No Yes None 11000 8000 | 3 | #N/A | #N/A | 12 | #N/A | #N/A | #N/A | #N/A | #N/A | #N/A | #N/A | #N/A | #N/A | #N/A | #N/A | #N/A | #N/A | #N/A | #N/A
IMPECCA | IWA08-KS30 | 8000 | Window | No | Yes | None | 12 | 2017-03-27 | 2017-03-27 | No | 11000 | 8000 | No Yes None 11000 8000 | 3 | #N/A | #N/A | 12 | #N/A | #N/A | #N/A | #N/A | #N/A | #N/A | #N/A | #N/A | #N/A | #N/A | #N/A | #N/A | #N/A | #N/A | #N/A
IMPECCA | IWA08-KS30 | 8000 | Window | No | Yes | None | 12 | 2019-05-01 | 2019-03-07 | No | 11000 | 8000 | No Yes None 11000 8000 | 3 | #N/A | #N/A | 12 | #N/A | #N/A | #N/A | #N/A | #N/A | #N/A | #N/A | #N/A | #N/A | #N/A | #N/A | #N/A | #N/A | #N/A | #N/A
Kenmore | 861.10058 | 8000 | Window | No | Yes | None | 12 | 2016-02-01 | 2016-02-01 | Yes | 11000 | 8000 | No Yes None 11000 8000 | 3 | #N/A | #N/A | 12 | #N/A | #N/A | #N/A | #N/A | #N/A | #N/A | #N/A | #N/A | #N/A | #N/A | #N/A | #N/A | #N/A | #N/A | #N/A
Keystone | KSTAW08C | 8000 | Window | No | Yes | None | 12 | 2017-08-01 | 2017-08-01 | Yes | 11000 | 8000 | No Yes None 11000 8000 | 3 | #N/A | #N/A | 12 | #N/A | #N/A | #N/A | #N/A | #N/A | #N/A | #N/A | #N/A | #N/A | #N/A | #N/A | #N/A | #N/A | #N/A | #N/A
Keystone | KSTAW08CE | 8000 | Window | No | Yes | None | 12 | 2019-05-01 | 2019-03-07 | No | 11000 | 8000 | No Yes None 11000 8000 | 3 | #N/A | #N/A | 12 | #N/A | #N/A | #N/A | #N/A | #N/A | #N/A | #N/A | #N/A | #N/A | #N/A | #N/A | #N/A | #N/A | #N/A | #N/A
Koldfront | WAC8002WCO | 8000 | Window | No | Yes | None | 12 | 2016-03-25 | 2016-03-27 | Yes | 11000 | 8000 | No Yes None 11000 8000 | 3 | #N/A | #N/A | 12 | #N/A | #N/A | #N/A | #N/A | #N/A | #N/A | #N/A | #N/A | #N/A | #N/A | #N/A | #N/A | #N/A | #N/A | #N/A
Koldfront | WAC8003WCO | 8000 | Window | No | Yes | None | 12 | 2018-11-01 | 2018-11-08 | No | 11000 | 8000 | No Yes None 11000 8000 | 3 | #N/A | #N/A | 12 | #N/A | #N/A | #N/A | #N/A | #N/A | #N/A | #N/A | #N/A | #N/A | #N/A | #N/A | #N/A | #N/A | #N/A | #N/A
Koldfront | WAC8013QWCO | 8000 | Window | No | Yes | None | 12 | 2019-12-27 | 2019-12-27 | No | 11000 | 8000 | No Yes None 11000 8000 | 3 | #N/A | #N/A | 12 | #N/A | #N/A | #N/A | #N/A | #N/A | #N/A | #N/A | #N/A | #N/A | #N/A | #N/A | #N/A | #N/A | #N/A | #N/A
Koolking | KWH081CE1A | 8000 | Window | No | Yes | None | 12 | 2018-10-25 | 2018-09-30 | Yes | 11000 | 8000 | No Yes None 11000 8000 | 3 | #N/A | #N/A | 12 | #N/A | #N/A | #N/A | #N/A | #N/A | #N/A | #N/A | #N/A | #N/A | #N/A | #N/A | #N/A | #N/A | #N/A | #N/A
Koolking | MWECK-08CRN1-BCL0 | 8000 | Window | No | Yes | None | 12 | 2015-12-15 | 2015-12-23 | No | 11000 | 8000 | No Yes None 11000 8000 | 3 | #N/A | #N/A | 12 | #N/A | #N/A | #N/A | #N/A | #N/A | #N/A | #N/A | #N/A | #N/A | #N/A | #N/A | #N/A | #N/A | #N/A | #N/A
Koolking | MWFUK-08CRN1-BCL0 | 8000 | Window | No | Yes | None | 12 | 2016-12-02 | 2016-12-06 | No | 11000 | 8000 | No Yes None 11000 8000 | 3 | #N/A | #N/A | 12 | #N/A | #N/A | #N/A | #N/A | #N/A | #N/A | #N/A | #N/A | #N/A | #N/A | #N/A | #N/A | #N/A | #N/A | #N/A
Kool King | KWDUK-08CRN1-BCL0 | 8000 | Window | No | Yes | None | 12 | 2017-02-06 | 2017-02-06 | No | 11000 | 8000 | No Yes None 11000 8000 | 3 | #N/A | #N/A | 12 | #N/A | #N/A | #N/A | #N/A | #N/A | #N/A | #N/A | #N/A | #N/A | #N/A | #N/A | #N/A | #N/A | #N/A | #N/A
LG | LW8016ER | 8000 | Window | No | Yes | None | 12 | 2015-11-20 | 2015-11-25 | Yes | 11000 | 8000 | No Yes None 11000 8000 | 3 | #N/A | #N/A | 12 | #N/A | #N/A | #N/A | #N/A | #N/A | #N/A | #N/A | #N/A | #N/A | #N/A | #N/A | #N/A | #N/A | #N/A | #N/A
LG | LW8022ERSM | 8000 | Window | No | Yes | None | 12 | 2021-11-11 | 2021-01-11 | No | 11000 | 8000 | No Yes None 11000 8000 | 3 | #N/A | #N/A | 12 | #N/A | #N/A | #N/A | #N/A | #N/A | #N/A | #N/A | #N/A | #N/A | #N/A | #N/A | #N/A | #N/A | #N/A | #N/A
LG | LW8022ERSM | 8000 | Window | No | Yes | None | 12 | 2021-11-11 | 2021-01-11 | No | 11000 | 8000 | No Yes None 11000 8000 | 3 | #N/A | #N/A | 12 | #N/A | #N/A | #N/A | #N/A | #N/A | #N/A | #N/A | #N/A | #N/A | #N/A | #N/A | #N/A | #N/A | #N/A | #N/A
Magnavox | WW-08ESNMAG | 8000 | Window | No | Yes | None | 12 | 2019-11-15 | 2019-11-26 | Yes | 11000 | 8000 | No Yes None 11000 8000 | 3 | #N/A | #N/A | 12 | #N/A | #N/A | #N/A | #N/A | #N/A | #N/A | #N/A | #N/A | #N/A | #N/A | #N/A | #N/A | #N/A | #N/A | #N/A
Mastercraft | MCRAC8KEWM | 8000 | Window | No | Yes | None | 12 | 2017-12-15 | 2017-12-25 | Yes | 11000 | 8000 | No Yes None 11000 8000 | 3 | #N/A | #N/A | 12 | #N/A | #N/A | #N/A | #N/A | #N/A | #N/A | #N/A | #N/A | #N/A | #N/A | #N/A | #N/A | #N/A | #N/A | #N/A
Mastercraft | MCRAC8KEWM1 | 8000 | Window | No | Yes | None | 12 | 2018-11-11 | 2018-09-30 | No | 11000 | 8000 | No Yes None 11000 8000 | 3 | #N/A | #N/A | 12 | #N/A | #N/A | #N/A | #N/A | #N/A | #N/A | #N/A | #N/A | #N/A | #N/A | #N/A | #N/A | #N/A | #N/A | #N/A
Matrix | EB119 | 8000 | Window | No | Yes | None | 12 | 2019-12-27 | 2019-12-27 | Yes | 11000 | 8000 | No Yes None 11000 8000 | 3 | #N/A | #N/A | 12 | #N/A | #N/A | #N/A | #N/A | #N/A | #N/A | #N/A | #N/A | #N/A | #N/A | #N/A | #N/A | #N/A | #N/A | #N/A
Midea | MAW08R1BWT | 8000 | Window | No | Yes | None | 12 | 2019-03-01 | 2019-03-07 | Yes | 11000 | 8000 | No Yes None 11000 8000 | 3 | #N/A | #N/A | 12 | #N/A | #N/A | #N/A | #N/A | #N/A | #N/A | #N/A | #N/A | #N/A | #N/A | #N/A | #N/A | #N/A | #N/A | #N/A
Midea | MAW08S1YWT | 8000 | Window | No | Yes | None | 12 | 2018-12-15 | 2018-12-24 | No | 11000 | 8000 | No Yes None 11000 8000 | 3 | #N/A | #N/A | 12 | #N/A | #N/A | #N/A | #N/A | #N/A | #N/A | #N/A | #N/A | #N/A | #N/A | #N/A | #N/A | #N/A | #N/A | #N/A
Midea | MAW08S1YWT-E | 8000 | Window | No | Yes | None | 12 | 2018-12-15 | 2018-12-24 | No | 11000 | 8000 | No Yes None 11000 8000 | 3 | #N/A | #N/A | 12 | #N/A | #N/A | #N/A | #N/A | #N/A | #N/A | #N/A | #N/A | #N/A | #N/A | #N/A | #N/A | #N/A | #N/A | #N/A
Midea | MWA08CR71 | 8000 | Window | No | Yes | None | 12 | 2018-01-15 | 2018-01-30 | No | 11000 | 8000 | No Yes None 11000 8000 | 3 | #N/A | #N/A | 12 | #N/A | #N/A | #N/A | #N/A | #N/A | #N/A | #N/A | #N/A | #N/A | #N/A | #N/A | #N/A | #N/A | #N/A | #N/A
Midea | MWA08CR71-A | 8000 | Window | No | Yes | None | 12 | 2017-08-09 | 2017-08-09 | No | 11000 | 8000 | No Yes None 11000 8000 | 3 | #N/A | #N/A | 12 | #N/A | #N/A | #N/A | #N/A | #N/A | #N/A | #N/A | #N/A | #N/A | #N/A | #N/A | #N/A | #N/A | #N/A | #N/A
Midea | MWA08CR71-E | 8000 | Window | No | Yes | None | 12 | 2017-08-09 | 2017-08-09 | No | 11000 | 8000 | No Yes None 11000 8000 | 3 | #N/A | #N/A | 12 | #N/A | #N/A | #N/A | #N/A | #N/A | #N/A | #N/A | #N/A | #N/A | #N/A | #N/A | #N/A | #N/A | #N/A | #N/A
Midea | MWB08CW71 | 8000 | Window | No | Yes | None | 12 | 2017-09-28 | 2017-09-28 | No | 11000 | 8000 | No Yes None 11000 8000 | 3 | #N/A | #N/A | 12 | #N/A | #N/A | #N/A | #N/A | #N/A | #N/A | #N/A | #N/A | #N/A | #N/A | #N/A | #N/A | #N/A | #N/A | #N/A
Midea | MWFUK-08CRN1-BCL0 | 8000 | Window | No | Yes | None | 12 | 2016-12-01 | 2016-12-16 | No | 11000 | 8000 | No Yes None 11000 8000 | 3 | #N/A | #N/A | 12 | #N/A | #N/A | #N/A | #N/A | #N/A | #N/A | #N/A | #N/A | #N/A | #N/A | #N/A | #N/A | #N/A | #N/A | #N/A
Midea | MWHUK-08CRN8-BCL0 | 8000 | Window | No | Yes | None | 12 | 2018-10-01 | 2018-09-30 | No | 11000 | 8000 | No Yes None 11000 8000 | 3 | #N/A | #N/A | 12 | #N/A | #N/A | #N/A | #N/A | #N/A | #N/A | #N/A | #N/A | #N/A | #N/A | #N/A | #N/A | #N/A | #N/A | #N/A
Midea | MWHUKB11-08CRN8-BCL0N | 8000 | Window | No | Yes | None | 12 | 2019-01-01 | 2018-11-08 | No | 11000 | 8000 | No Yes None 11000 8000 | 3 | #N/A | #N/A | 12 | #N/A | #N/A | #N/A | #N/A | #N/A | #N/A | #N/A | #N/A | #N/A | #N/A | #N/A | #N/A | #N/A | #N/A | #N/A
Midea | MWHUKBE-08CRN8-BCL0N | 8000 | Window | No | Yes | None | 12 | 2019-01-01 | 2018-11-08 | No | 11000 | 8000 | No Yes None 11000 8000 | 3 | #N/A | #N/A | 12 | #N/A | #N/A | #N/A | #N/A | #N/A | #N/A | #N/A | #N/A | #N/A | #N/A | #N/A | #N/A | #N/A | #N/A | #N/A
Midea | MWHUQ-08CRN8-BCL0 | 8000 | Window | No | Yes | None | 12 | 2018-12-15 | 2018-12-24 | No | 11000 | 8000 | No Yes None 11000 8000 | 3 | #N/A | #N/A | 12 | #N/A | #N/A | #N/A | #N/A | #N/A | #N/A | #N/A | #N/A | #N/A | #N/A | #N/A | #N/A | #N/A | #N/A | #N/A
MobilComfort | MCSD-08 | 8000 | Window | No | Yes | None | 12 | 2021-02-02 | 2020-06-18 | Yes | 11000 | 8000 | No Yes None 11000 8000 | 3 | #N/A | #N/A | 12 | #N/A | #N/A | #N/A | #N/A | #N/A | #N/A | #N/A | #N/A | #N/A | #N/A | #N/A | #N/A | #N/A | #N/A | #N/A
NEPO | WS3-08E-201 | 8000 | Window | No | Yes | None | 12 | 2020-01-17 | 2020-06-18 | Yes | 11000 | 8000 | No Yes None 11000 8000 | 3 | #N/A | #N/A | 12 | #N/A | #N/A | #N/A | #N/A | #N/A | #N/A | #N/A | #N/A | #N/A | #N/A | #N/A | #N/A | #N/A | #N/A | #N/A
Noma | 043-5240-6 | 8000 | Window | No | Yes | None | 12 | 2015-11-15 | 2015-11-20 | Yes | 11000 | 8000 | No Yes None 11000 8000 | 3 | #N/A | #N/A | 12 | #N/A | #N/A | #N/A | #N/A | #N/A | #N/A | #N/A | #N/A | #N/A | #N/A | #N/A | #N/A | #N/A | #N/A | #N/A
Noma | 043-5240-6 | 8000 | Window | No | Yes | None | 12 | 2018-11-01 | 2018-11-08 | No | 11000 | 8000 | No Yes None 11000 8000 | 3 | #N/A | #N/A | 12 | #N/A | #N/A | #N/A | #N/A | #N/A | #N/A | #N/A | #N/A | #N/A | #N/A | #N/A | #N/A | #N/A | #N/A | #N/A
Norpole | NPRAC8KEWMZ | 8000 | Window | No | Yes | None | 12 | 2017-12-15 | 2017-12-25 | Yes | 11000 | 8000 | No Yes None 11000 8000 | 3 | #N/A | #N/A | 12 | #N/A | #N/A | #N/A | #N/A | #N/A | #N/A | #N/A | #N/A | #N/A | #N/A | #N/A | #N/A | #N/A | #N/A | #N/A
Norpole | NPRAC8KEWMZ1 | 8000 | Window | No | Yes | None | 12 | 2018-11-21 | 2018-09-30 | No | 11000 | 8000 | No Yes None 11000 8000 | 3 | #N/A | #N/A | 12 | #N/A | #N/A | #N/A | #N/A | #N/A | #N/A | #N/A | #N/A | #N/A | #N/A | #N/A | #N/A | #N/A | #N/A | #N/A
Ocean Breeze | OBZ-08ESN3 | 8000 | Window | No | Yes | None | 12 | 2020-11-17 | 2020-11-17 | Yes | 11000 | 8000 | No Yes None 11000 8000 | 3 | #N/A | #N/A | 12 | #N/A | #N/A | #N/A | #N/A | #N/A | #N/A | #N/A | #N/A | #N/A | #N/A | #N/A | #N/A | #N/A | #N/A | #N/A
OMNI MAX | OWH081CE1A | 8000 | Window | No | Yes | None | 12 | 2021-12-06 | 2021-12-06 | Yes | 11000 | 8000 | No Yes None 11000 8000 | 3 | #N/A | #N/A | 12 | #N/A | #N/A | #N/A | #N/A | #N/A | #N/A | #N/A | #N/A | #N/A | #N/A | #N/A | #N/A | #N/A | #N/A | #N/A
OSLO | OSHB-08 | 8000 | Window | No | Yes | None | 12 | 2021-02-02 | 2020-06-18 | Yes | 11000 | 8000 | No Yes None 11000 8000 | 3 | #N/A | #N/A | 12 | #N/A | #N/A | #N/A | #N/A | #N/A | #N/A | #N/A | #N/A | #N/A | #N/A | #N/A | #N/A | #N/A | #N/A | #N/A
PELONIS | PAW08R1BWT | 8000 | Window | No | Yes | None | 12 | 2021-03-02 | 2021-03-02 | Yes | 11000 | 8000 | No Yes None 11000 8000 | 3 | #N/A | #N/A | 12 | #N/A | #N/A | #N/A | #N/A | #N/A | #N/A | #N/A | #N/A | #N/A | #N/A | #N/A | #N/A | #N/A | #N/A | #N/A
Perfect aire | 1PAQ8000 | 8000 | Window | No | Yes | None | 12 | 2020-01-14 | 2020-01-14 | Yes | 11000 | 8000 | No Yes None 11000 8000 | 3 | #N/A | #N/A | 12 | #N/A | #N/A | #N/A | #N/A | #N/A | #N/A | #N/A | #N/A | #N/A | #N/A | #N/A | #N/A | #N/A | #N/A | #N/A
Perfect aire | 4PAC8000 | 8000 | Window | No | Yes | None | 12 | 2015-12-15 | 2015-12-23 | No | 11000 | 8000 | No Yes None 11000 8000 | 3 | #N/A | #N/A | 12 | #N/A | #N/A | #N/A | #N/A | #N/A | #N/A | #N/A | #N/A | #N/A | #N/A | #N/A | #N/A | #N/A | #N/A | #N/A
Perfect aire | 5PAC8000 | 8000 | Window | No | Yes | None | 12 | 2018-11-01 | 2018-11-08 | No | 11000 | 8000 | No Yes None 11000 8000 | 3 | #N/A | #N/A | 12 | #N/A | #N/A | #N/A | #N/A | #N/A | #N/A | #N/A | #N/A | #N/A | #N/A | #N/A | #N/A | #N/A | #N/A | #N/A
Polar Wind | MWEUK-08CRN1-BCL0 | 8000 | Window | No | Yes | None | 12 | 2015-12-15 | 2015-12-20 | Yes | 11000 | 8000 | No Yes None 11000 8000 | 3 | #N/A | #N/A | 12 | #N/A | #N/A | #N/A | #N/A | #N/A | #N/A | #N/A | #N/A | #N/A | #N/A | #N/A | #N/A | #N/A | #N/A | #N/A
Polar Wind | MWFUK-08CRN1-BCL0 | 8000 | Window | No | Yes | None | 12 | 2016-11-01 | 2016-11-10 | No | 11000 | 8000 | No Yes None 11000 8000 | 3 | #N/A | #N/A | 12 | #N/A | #N/A | #N/A | #N/A | #N/A | #N/A | #N/A | #N/A | #N/A | #N/A | #N/A | #N/A | #N/A | #N/A | #N/A
Polar Wind | MWHUK-08CRN8-BCL0 | 8000 | Window | No | Yes | None | 12 | 2019-11-01 | 2019-10-16 | No | 11000 | 8000 | No Yes None 11000 8000 | 3 | #N/A | #N/A | 12 | #N/A | #N/A | #N/A | #N/A | #N/A | #N/A | #N/A | #N/A | #N/A | #N/A | #N/A | #N/A | #N/A | #N/A | #N/A
RCA | RACE8002E-D | 8000 | Window | No | Yes | None | 12 | 2020-03-16 | 2020-03-17 | Yes | 11000 | 8000 | No Yes None 11000 8000 | 3 | #N/A | #N/A | 12 | #N/A | #N/A | #N/A | #N/A | #N/A | #N/A | #N/A | #N/A | #N/A | #N/A | #N/A | #N/A | #N/A | #N/A | #N/A
RCA | RACE8011-6COM | 8000 | Window | No | Yes | None | 12 | 2021-02-03 | 2021-02-03 | No | 11000 | 8000 | No Yes None 11000 8000 | 3 | #N/A | #N/A | 12 | #N/A | #N/A | #N/A | #N/A | #N/A | #N/A | #N/A | #N/A | #N/A | #N/A | #N/A | #N/A | #N/A | #N/A | #N/A
Sea Breeze | 421-0101 | 8000 | Window | No | Yes | None | 12 | 2019-11-01 | 2019-11-14 | Yes | 11000 | 8000 | No Yes None 11000 8000 | 3 | #N/A | #N/A | 12 | #N/A | #N/A | #N/A | #N/A | #N/A | #N/A | #N/A | #N/A | #N/A | #N/A | #N/A | #N/A | #N/A | #N/A | #N/A
Sea Breeze | WA38YREX | 8000 | Window | No | Yes | None | 12 | 2022-04-07 | 2022-04-07 | No | 11000 | 8000 | No Yes None 11000 8000 | 3 | #N/A | #N/A | 12 | #N/A | #N/A | #N/A | #N/A | #N/A | #N/A | #N/A | #N/A | #N/A | #N/A | #N/A | #N/A | #N/A | #N/A | #N/A
Sea Breeze | WA48YRED | 8000 | Window | No | Yes | None | 12 | 2016-12-27 | 2016-12-27 | No | 11000 | 8000 | No Yes None 11000 8000 | 3 | #N/A | #N/A | 12 | #N/A | #N/A | #N/A | #N/A | #N/A | #N/A | #N/A | #N/A | #N/A | #N/A | #N/A | #N/A | #N/A | #N/A | #N/A
Seasons | SW08R1 | 8000 | Window | No | Yes | None | 12 | 2021-08-31 | 2021-08-31 | Yes | 11000 | 8000 | No Yes None 11000 8000 | 3 | #N/A | #N/A | 12 | #N/A | #N/A | #N/A | #N/A | #N/A | #N/A | #N/A | #N/A | #N/A | #N/A | #N/A | #N/A | #N/A | #N/A | #N/A
Soleusair | WS3-08E-201 | 8000 | Window | No | Yes | None | 12 | 2020-01-17 | 2020-07-10 | Yes | 11000 | 8000 | No Yes None 11000 8000 | 3 | #N/A | #N/A | 12 | #N/A | #N/A | #N/A | #N/A | #N/A | #N/A | #N/A | #N/A | #N/A | #N/A | #N/A | #N/A | #N/A | #N/A | #N/A
TCL | KC-23/YXRD(E1/6)(00963) | 8000 | Window | No | Yes | None | 12 | 2021-03-10 | 2021-03-11 | Yes | 11000 | 8000 | No Yes None 11000 8000 | 3 | #N/A | #N/A | 12 | #N/A | #N/A | #N/A | #N/A | #N/A | #N/A | #N/A | #N/A | #N/A | #N/A | #N/A | #N/A | #N/A | #N/A | #N/A
TCL | TAW08CREB19W | 8000 | Window | No | Yes | None | 12 | 2021-01-01 | 2019-03-25 | No | 11000 | 8000 | No Yes None 11000 8000 | 3 | #N/A | #N/A | 12 | #N/A | #N/A | #N/A | #N/A | #N/A | #N/A | #N/A | #N/A | #N/A | #N/A | #N/A | #N/A | #N/A | #N/A | #N/A
Thermal Zone | WA48YRED | 8000 | Window | No | Yes | None | 12 | 2016-12-27 | 2016-12-27 | Yes | 11000 | 8000 | No Yes None 11000 8000 | 3 | #N/A | #N/A | 12 | #N/A | #N/A | #N/A | #N/A | #N/A | #N/A | #N/A | #N/A | #N/A | #N/A | #N/A | #N/A | #N/A | #N/A | #N/A
Toshiba | RAC-WK0811ESCWC | 8000 | Window | No | Yes | None | 12 | 2018-12-12 | 2018-12-13 | Yes | 11000 | 8000 | No Yes None 11000 8000 | 3 | #N/A | #N/A | 12 | #N/A | #N/A | #N/A | #N/A | #N/A | #N/A | #N/A | #N/A | #N/A | #N/A | #N/A | #N/A | #N/A | #N/A | #N/A
Toshiba | RAC-WK0811ESCWU | 8000 | Window | No | Yes | None | 12 | 2017-09-11 | 2017-09-11 | No | 11000 | 8000 | No Yes None 11000 8000 | 3 | #N/A | #N/A | 12 | #N/A | #N/A | #N/A | #N/A | #N/A | #N/A | #N/A | #N/A | #N/A | #N/A | #N/A | #N/A | #N/A | #N/A | #N/A
TOSOT | GJC08BK-A6NRNC5B | 8000 | Window | No | Yes | None | 12 | 2020-10-01 | 2020-11-19 | Yes | 11000 | 8000 | No Yes None 11000 8000 | 3 | #N/A | #N/A | 12 | #N/A | #N/A | #N/A | #N/A | #N/A | #N/A | #N/A | #N/A | #N/A | #N/A | #N/A | #N/A | #N/A | #N/A | #N/A
TOSOT | GJC08BS-A3NRNJ1B | 8000 | Window | No | Yes | None | 12 | 2019-04-01 | 2019-04-11 | No | 11000 | 8000 | No Yes None 11000 8000 | 3 | #N/A | #N/A | 12 | #N/A | #N/A | #N/A | #N/A | #N/A | #N/A | #N/A | #N/A | #N/A | #N/A | #N/A | #N/A | #N/A | #N/A | #N/A
TOSOT | GJC08BS-A6NRNJ1A | 8000 | Window | No | Yes | None | 12 | 2020-06-01 | 2020-06-05 | No | 11000 | 8000 | No Yes None 11000 8000 | 3 | #N/A | #N/A | 12 | #N/A | #N/A | #N/A | #N/A | #N/A | #N/A | #N/A | #N/A | #N/A | #N/A | #N/A | #N/A | #N/A | #N/A | #N/A
TOSOT | GJC08BU-A6NRNJ2A | 8000 | Window | No | Yes | None | 12 | 2020-10-01 | 2020-11-19 | No | 11000 | 8000 | No Yes None 11000 8000 | 3 | #N/A | #N/A | 12 | #N/A | #N/A | #N/A | #N/A | #N/A | #N/A | #N/A | #N/A | #N/A | #N/A | #N/A | #N/A | #N/A | #N/A | #N/A
Truett Plus | TRAC8KWM1 | 8000 | Window | No | Yes | None | 12 | 2019-11-15 | 2019-11-07 | Yes | 11000 | 8000 | No Yes None 11000 8000 | 3 | #N/A | #N/A | 12 | #N/A | #N/A | #N/A | #N/A | #N/A | #N/A | #N/A | #N/A | #N/A | #N/A | #N/A | #N/A | #N/A | #N/A | #N/A
Westpointe | MWEUK-08CRN1-BCL0 | 8000 | Window | No | Yes | None | 12 | 2016-03-01 | 2016-03-07 | Yes | 11000 | 8000 | No Yes None 11000 8000 | 3 | #N/A | #N/A | 12 | #N/A | #N/A | #N/A | #N/A | #N/A | #N/A | #N/A | #N/A | #N/A | #N/A | #N/A | #N/A | #N/A | #N/A | #N/A
Whirlpool | WHAW081BW | 8000 | Window | No | Yes | None | 12 | 2016-12-18 | 2016-12-16 | Yes | 11000 | 8000 | No Yes None 11000 8000 | 3 | #N/A | #N/A | 12 | #N/A | #N/A | #N/A | #N/A | #N/A | #N/A | #N/A | #N/A | #N/A | #N/A | #N/A | #N/A | #N/A | #N/A | #N/A
Whirlpool | WHAW081CW | 8000 | Window | No | Yes | None | 12 | 2020-10-28 | 2020-10-29 | No | 11000 | 8000 | No Yes None 11000 8000 | 3 | #N/A | #N/A | 12 | #N/A | #N/A | #N/A | #N/A | #N/A | #N/A | #N/A | #N/A | #N/A | #N/A | #N/A | #N/A | #N/A | #N/A | #N/A
WINIA | WWC8-C08RC40-X | 8000 | Window | No | Yes | None | 12 | 2020-11-25 | 2020-11-27 | Yes | 11000 | 8000 | No Yes None 11000 8000 | 3 | #N/A | #N/A | 12 | #N/A | #N/A | #N/A | #N/A | #N/A | #N/A | #N/A | #N/A | #N/A | #N/A | #N/A | #N/A | #N/A | #N/A | #N/A
GE | AEM08LX*# | 8050 | Window | No | Yes | None | 12 | 2017-11-09 | 2017-11-20 | Yes | 11000 | 8000 | No Yes None 11000 8000 | 3 | #N/A | #N/A | 12 | #N/A | #N/A | #N/A | #N/A | #N/A | #N/A | #N/A | #N/A | #N/A | #N/A | #N/A | #N/A | #N/A | #N/A | #N/A
Cool-living | CL-RAC08EWIES-22 | 8100 | Window | No | Yes | None | 12 | 2021-12-07 | 2021-12-16 | Yes | 11000 | 8000 | No Yes None 11000 8000 | 3 | #N/A | #N/A | 12 | #N/A | #N/A | #N/A | #N/A | #N/A | #N/A | #N/A | #N/A | #N/A | #N/A | #N/A | #N/A | #N/A | #N/A | #N/A
Friedrich | CCF08B10A | 8100 | Window | No | Yes | None | 12 | 2022-02-10 | 2022-02-14 | Yes | 11000 | 8000 | No Yes None 11000 8000 | 3 | #N/A | #N/A | 12 | #N/A | #N/A | #N/A | #N/A | #N/A | #N/A | #N/A | #N/A | #N/A | #N/A | #N/A | #N/A | #N/A | #N/A | #N/A
HEMA | DS-08WACW | 8100 | Window | No | Yes | None | 12 | 2022-05-11 | 2022-05-12 | Yes | 11000 | 8000 | No Yes None 11000 8000 | 3 | #N/A | #N/A | 12 | #N/A | #N/A | #N/A | #N/A | #N/A | #N/A | #N/A | #N/A | #N/A | #N/A | #N/A | #N/A | #N/A | #N/A | #N/A
RCA | RACE8024-6COM | 8100 | Window | No | Yes | None | 12 | 2022-01-10 | 2022-01-11 | Yes | 11000 | 8000 | No Yes None 11000 8000 | 3 | #N/A | #N/A | 12 | #N/A | #N/A | #N/A | #N/A | #N/A | #N/A | #N/A | #N/A | #N/A | #N/A | #N/A | #N/A | #N/A | #N/A | #N/A
TCL | 8W3ER1-A | 8100 | Window | No | Yes | None | 12 | 2022-07-22 | 2022-07-25 | Yes | 11000 | 8000 | No Yes None 11000 8000 | 3 | #N/A | #N/A | 12 | #N/A | #N/A | #N/A | #N/A | #N/A | #N/A | #N/A | #N/A | #N/A | #N/A | #N/A | #N/A | #N/A | #N/A | #N/A
TCL | 8W9E1 | 8100 | Window | No | Yes | None | 12 | 2022-07-11 | 2022-07-14 | No | 11000 | 8000 | No Yes None 11000 8000 | 3 | #N/A | #N/A | 12 | #N/A | #N/A | #N/A | #N/A | #N/A | #N/A | #N/A | #N/A | #N/A | #N/A | #N/A | #N/A | #N/A | #N/A | #N/A
TCL | 8W9ER1-A | 8100 | Window | No | Yes | None | 12 | 2022-07-11 | 2022-07-14 | No | 11000 | 8000 | No Yes None 11000 8000 | 3 | #N/A | #N/A | 12 | #N/A | #N/A | #N/A | #N/A | #N/A | #N/A | #N/A | #N/A | #N/A | #N/A | #N/A | #N/A | #N/A | #N/A | #N/A
TCL | H8W25W-CA | 8100 | Window | No | Yes | None | 12 | 2022-07-11 | 2022-07-14 | No | 11000 | 8000 | No Yes None 11000 8000 | 3 | #N/A | #N/A | 12 | #N/A | #N/A | #N/A | #N/A | #N/A | #N/A | #N/A | #N/A | #N/A | #N/A | #N/A | #N/A | #N/A | #N/A | #N/A
TCL | TWC-08CRD1/L0U(ES) | 8100 | Window | No | Yes | None | 12 | 2021-11-30 | 2021-12-14 | No | 11000 | 8000 | No Yes None 11000 8000 | 3 | #N/A | #N/A | 12 | #N/A | #N/A | #N/A | #N/A | #N/A | #N/A | #N/A | #N/A | #N/A | #N/A | #N/A | #N/A | #N/A | #N/A | #N/A
MobilComfort | MCSD5-08W7 | 8500 | Window | No | Yes | None | 12 | 2022-05-20 | 2022-03-04 | Yes | 11000 | 8000 | No Yes None 11000 8000 | 3 | #N/A | #N/A | 12 | #N/A | #N/A | #N/A | #N/A | #N/A | #N/A | #N/A | #N/A | #N/A | #N/A | #N/A | #N/A | #N/A | #N/A | #N/A
OSLO | OSHB5-08W7 | 8500 | Window | No | Yes | None | 12 | 2022-05-20 | 2022-03-04 | Yes | 11000 | 8000 | No Yes None 11000 8000 | 3 | #N/A | #N/A | 12 | #N/A | #N/A | #N/A | #N/A | #N/A | #N/A | #N/A | #N/A | #N/A | #N/A | #N/A | #N/A | #N/A | #N/A | #N/A
Soleusair | WS4-08E7W-201 | 8500 | Window | No | Yes | None | 12 | 2022-05-20 | 2022-03-04 | Yes | 11000 | 8000 | No Yes None 11000 8000 | 3 | #N/A | #N/A | 12 | #N/A | #N/A | #N/A | #N/A | #N/A | #N/A | #N/A | #N/A | #N/A | #N/A | #N/A | #N/A | #N/A | #N/A | #N/A
Soleus Air | WM1-08E-** | 8500 | Window | No | Yes | None | 12 | 2017-01-20 | 2017-01-24 | No | 11000 | 8000 | No Yes None 11000 8000 | 3 | #N/A | #N/A | 12 | #N/A | #N/A | #N/A | #N/A | #N/A | #N/A | #N/A | #N/A | #N/A | #N/A | #N/A | #N/A | #N/A | #N/A | #N/A
Commercial Cool | CWAM10W6C | 10000 | Window | No | Yes | None | 12.1 | 2019-05-01 | 2019-04-30 | Yes | 11000 | 8000 | No Yes None 11000 8000 | 3 | #N/A | #N/A | 12.1 | #N/A | #N/A | #N/A | #N/A | #N/A | #N/A | #N/A | #N/A | #N/A | #N/A | #N/A | #N/A | #N/A | #N/A | #N/A
GE | AEM10AV*# | 10000 | Window | No | Yes | None | 12.1 | 2017-01-23 | 2017-02-09 | Yes | 11000 | 8000 | No Yes None 11000 8000 | 3 | #N/A | #N/A | 12.1 | #N/A | #N/A | #N/A | #N/A | #N/A | #N/A | #N/A | #N/A | #N/A | #N/A | #N/A | #N/A | #N/A | #N/A | #N/A
NEPO | WS3-08EW-201 | 8000 | Window | No | Yes | None | 12.1 | 2020-08-06 | 2020-08-18 | Yes | 11000 | 8000 | No Yes None 11000 8000 | 3 | #N/A | #N/A | 12.1 | #N/A | #N/A | #N/A | #N/A | #N/A | #N/A | #N/A | #N/A | #N/A | #N/A | #N/A | #N/A | #N/A | #N/A | #N/A
Soleusair | WS3-08EW-201 | 8000 | Window | No | Yes | None | 12.1 | 2020-08-06 | 2020-08-14 | Yes | 11000 | 8000 | No Yes None 11000 8000 | 3 | #N/A | #N/A | 12.1 | #N/A | #N/A | #N/A | #N/A | #N/A | #N/A | #N/A | #N/A | #N/A | #N/A | #N/A | #N/A | #N/A | #N/A | #N/A
Soleusair | WS4-08EW-201 | 8000 | Window | No | Yes | None | 12.1 | 2020-02-02 | 2020-08-14 | No | 11000 | 8000 | No Yes None 11000 8000 | 3 | #N/A | #N/A | 12.1 | #N/A | #N/A | #N/A | #N/A | #N/A | #N/A | #N/A | #N/A | #N/A | #N/A | #N/A | #N/A | #N/A | #N/A | #N/A
LG | LW1019IVSM | 9500 | Window | No | Yes | None | 13.8 | 2019-03-01 | 2019-03-15 | Yes | 11000 | 8000 | No Yes None 11000 8000 | 3 | #N/A | #N/A | 13.8 | #N/A | #N/A | #N/A | #N/A | #N/A | #N/A | #N/A | #N/A | #N/A | #N/A | #N/A | #N/A | #N/A | #N/A | #N/A
Comfort Aire | RXTS-101A | 10000 | Window | No | Yes | None | 15 | 2021-06-09 | 2021-06-09 | Yes | 11000 | 8000 | No Yes None 11000 8000 | 3 | #N/A | #N/A | 15 | #N/A | #N/A | #N/A | #N/A | #N/A | #N/A | #N/A | #N/A | #N/A | #N/A | #N/A | #N/A | #N/A | #N/A | #N/A
Comfort Aire | RXTS-101A | 10000 | Window | No | Yes | None | 15 | 2021-11-13 | 2021-12-10 | No | 11000 | 8000 | No Yes None 11000 8000 | 3 | #N/A | #N/A | 15 | #N/A | #N/A | #N/A | #N/A | #N/A | #N/A | #N/A | #N/A | #N/A | #N/A | #N/A | #N/A | #N/A | #N/A | #N/A
Danby | DAC100B6IWDB-6 | 10000 | Window | No | Yes | None | 15 | 2020-12-18 | 2020-12-28 | Yes | 11000 | 8000 | No Yes None 11000 8000 | 3 | #N/A | #N/A | 15 | #N/A | #N/A | #N/A | #N/A | #N/A | #N/A | #N/A | #N/A | #N/A | #N/A | #N/A | #N/A | #N/A | #N/A | #N/A
Danby | DAC100B8IWDB-6 | 10000 | Window | No | Yes | None | 15 | 2021-12-06 | 2021-12-06 | No | 11000 | 8000 | No Yes None 11000 8000 | 3 | #N/A | #N/A | 15 | #N/A | #N/A | #N/A | #N/A | #N/A | #N/A | #N/A | #N/A | #N/A | #N/A | #N/A | #N/A | #N/A | #N/A | #N/A
Frigidaire Gallery | GHWQ103WC1 | 10000 | Window | No | Yes | None | 15 | 2020-11-24 | 2020-12-02 | Yes | 11000 | 8000 | No Yes None 11000 8000 | 3 | #N/A | #N/A | 15 | #N/A | #N/A | #N/A | #N/A | #N/A | #N/A | #N/A | #N/A | #N/A | #N/A | #N/A | #N/A | #N/A | #N/A | #N/A
Hisense | AW1022TW1W | 10000 | Window | No | Yes | None | 15 | 2021-11-09 | 2021-11-12 | Yes | 11000 | 8000 | No Yes None 11000 8000 | 3 | #N/A | #N/A | 15 | #N/A | #N/A | #N/A | #N/A | #N/A | #N/A | #N/A | #N/A | #N/A | #N/A | #N/A | #N/A | #N/A | #N/A | #N/A
Hisense | AW1023TW1W | 10000 | Window | No | Yes | None | 15 | 2022-08-09 | 2022-08-18 | No | 11000 | 8000 | No Yes None 11000 8000 | 3 | #N/A | #N/A | 15 | #N/A | #N/A | #N/A | #N/A | #N/A | #N/A | #N/A | #N/A | #N/A | #N/A | #N/A | #N/A | #N/A | #N/A | #N/A
Honeywell | HAC-U10 | 10000 | Window | No | Yes | None | 15 | 2022-04-07 | 2022-04-07 | Yes | 11000 | 8000 | No Yes None 11000 8000 | 3 | #N/A | #N/A | 15 | #N/A | #N/A | #N/A | #N/A | #N/A | #N/A | #N/A | #N/A | #N/A | #N/A | #N/A | #N/A | #N/A | #N/A | #N/A
Honeywell | HAC-U10-B | 10000 | Window | No | Yes | None | 15 | 2022-04-07 | 2022-04-07 | No | 11000 | 8000 | No Yes None 11000 8000 | 3 | #N/A | #N/A | 15 | #N/A | #N/A | #N/A | #N/A | #N/A | #N/A | #N/A | #N/A | #N/A | #N/A | #N/A | #N/A | #N/A | #N/A | #N/A
Keystone | KSTAW10UA | 10000 | Window | No | Yes | None | 15 | 2021-08-02 | 2021-07-30 | Yes | 11000 | 8000 | No Yes None 11000 8000 | 3 | #N/A | #N/A | 15 | #N/A | #N/A | #N/A | #N/A | #N/A | #N/A | #N/A | #N/A | #N/A | #N/A | #N/A | #N/A | #N/A | #N/A | #N/A
LG | LW1022FVSM | 10000 | Window | No | Yes | None | 15 | 2021-11-01 | 2021-10-22 | Yes | 11000 | 8000 | No Yes None 11000 8000 | 3 | #N/A | #N/A | 15 | #N/A | #N/A | #N/A | #N/A | #N/A | #N/A | #N/A | #N/A | #N/A | #N/A | #N/A | #N/A | #N/A | #N/A | #N/A
LG | LW1022IVSM | 10000 | Window | No | Yes | None | 15 | 2021-11-01 | 2021-10-22 | No | 11000 | 8000 | No Yes None 11000 8000 | 3 | #N/A | #N/A | 15 | #N/A | #N/A | #N/A | #N/A | #N/A | #N/A | #N/A | #N/A | #N/A | #N/A | #N/A | #N/A | #N/A | #N/A | #N/A
Midea | MAW10V1DWT | 10000 | Window | No | Yes | None | 15 | 2020-04-24 | 2020-04-23 | Yes | 11000 | 8000 | No Yes None 11000 8000 | 3 | #N/A | #N/A | 15 | #N/A | #N/A | #N/A | #N/A | #N/A | #N/A | #N/A | #N/A | #N/A | #N/A | #N/A | #N/A | #N/A | #N/A | #N/A
Midea | MAW10V1QWT | 10000 | Window | No | Yes | None | 15 | 2019-12-01 | 2019-12-06 | No | 11000 | 8000 | No Yes None 11000 8000 | 3 | #N/A | #N/A | 15 | #N/A | #N/A | #N/A | #N/A | #N/A | #N/A | #N/A | #N/A | #N/A | #N/A | #N/A | #N/A | #N/A | #N/A | #N/A
Midea | MAW10V1QWT | 10000 | Window | No | Yes | None | 15 | 2022-01-17 | 2022-01-17 | No | 11000 | 8000 | No Yes None 11000 8000 | 3 | #N/A | #N/A | 15 | #N/A | #N/A | #N/A | #N/A | #N/A | #N/A | #N/A | #N/A | #N/A | #N/A | #N/A | #N/A | #N/A | #N/A | #N/A
Midea | MW10MSWBA5RCM | 10000 | Window | No | Yes | None | 15 | 2022-10-09 | 2022-10-09 | No | 11000 | 8000 | No Yes None 11000 8000 | 3 | #N/A | #N/A | 15 | #N/A | #N/A | #N/A | #N/A | #N/A | #N/A | #N/A | #N/A | #N/A | #N/A | #N/A | #N/A | #N/A | #N/A | #N/A
Midea | MWIUQB-10CRFN8-BCN10 | 10000 | Window | No | Yes | None | 15 | 2021-06-09 | 2021-06-09 | No | 11000 | 8000 | No Yes None 11000 8000 | 3 | #N/A | #N/A | 15 | #N/A | #N/A | #N/A | #N/A | #N/A | #N/A | #N/A | #N/A | #N/A | #N/A | #N/A | #N/A | #N/A | #N/A | #N/A
MRCOOL | MWUC10T115 | 10000 | Window | No | Yes | None | 15 | 2021-07-06 | 2021-07-06 | Yes | 11000 | 8000 | No Yes None 11000 8000 | 3 | #N/A | #N/A | 15 | #N/A | #N/A | #N/A | #N/A | #N/A | #N/A | #N/A | #N/A | #N/A | #N/A | #N/A | #N/A | #N/A | #N/A | #N/A
Perfect aire | 1PACU10000 | 10000 | Window | No | Yes | None | 15 | 2021-06-09 | 2021-06-09 | Yes | 11000 | 8000 | No Yes None 11000 8000 | 3 | #N/A | #N/A | 15 | #N/A | #N/A | #N/A | #N/A | #N/A | #N/A | #N/A | #N/A | #N/A | #N/A | #N/A | #N/A | #N/A | #N/A | #N/A
SEA BREEZE+ | WAU310YREX | 10000 | Window | No | Yes | None | 15 | 2022-04-07 | 2022-04-07 | Yes | 11000 | 8000 | No Yes None 11000 8000 | 3 | #N/A | #N/A | 15 | #N/A | #N/A | #N/A | #N/A | #N/A | #N/A | #N/A | #N/A | #N/A | #N/A | #N/A | #N/A | #N/A | #N/A | #N/A
Comfort Aire | RXTS-121A | 12000 | Window | No | Yes | None | 15 | 2021-06-09 | 2021-06-09 | Yes | 14000 | 11000 | No Yes None 14000 11000 | 3 | #N/A | #N/A | 15 | #N/A | #N/A | #N/A | #N/A | #N/A | #N/A | #N/A | #N/A | #N/A | #N/A | #N/A | #N/A | #N/A | #N/A | #N/A
Comfort Aire | RXTS-121A | 12000 | Window | No | Yes | None | 15 | 2021-11-13 | 2021-12-10 | No | 14000 | 11000 | No Yes None 14000 11000 | 3 | #N/A | #N/A | 15 | #N/A | #N/A | #N/A | #N/A | #N/A | #N/A | #N/A | #N/A | #N/A | #N/A | #N/A | #N/A | #N/A | #N/A | #N/A
Danby | DAC120B6IWDB-6 | 12000 | Window | No | Yes | None | 15 | 2020-12-18 | 2020-12-28 | Yes | 14000 | 11000 | No Yes None 14000 11000 | 3 | #N/A | #N/A | 15 | #N/A | #N/A | #N/A | #N/A | #N/A | #N/A | #N/A | #N/A | #N/A | #N/A | #N/A | #N/A | #N/A | #N/A | #N/A
Frigidaire Gallery | GHWQ123WC1 | 12000 | Window | No | Yes | None | 15 | 2020-11-24 | 2020-12-02 | Yes | 14000 | 11000 | No Yes None 14000 11000 | 3 | #N/A | #N/A | 15 | #N/A | #N/A | #N/A | #N/A | #N/A | #N/A | #N/A | #N/A | #N/A | #N/A | #N/A | #N/A | #N/A | #N/A | #N/A
Hisense | AW1222TW1W | 12000 | Window | No | Yes | None | 15 | 2021-11-03 | 2021-11-10 | Yes | 14000 | 11000 | No Yes None 14000 11000 | 3 | #N/A | #N/A | 15 | #N/A | #N/A | #N/A | #N/A | #N/A | #N/A | #N/A | #N/A | #N/A | #N/A | #N/A | #N/A | #N/A | #N/A | #N/A
Honeywell | HAC-U12 | 12000 | Window | No | Yes | None | 15 | 2022-04-07 | 2022-04-07 | Yes | 14000 | 11000 | No Yes None 14000 11000 | 3 | #N/A | #N/A | 15 | #N/A | #N/A | #N/A | #N/A | #N/A | #N/A | #N/A | #N/A | #N/A | #N/A | #N/A | #N/A | #N/A | #N/A | #N/A
Honeywell | HAC-U12-B | 12000 | Window | No | Yes | None | 15 | 2022-04-07 | 2022-04-07 | No | 14000 | 11000 | No Yes None 14000 11000 | 3 | #N/A | #N/A | 15 | #N/A | #N/A | #N/A | #N/A | #N/A | #N/A | #N/A | #N/A | #N/A | #N/A | #N/A | #N/A | #N/A | #N/A | #N/A
Keystone | KSTAW12UA | 12000 | Window | No | Yes | None | 15 | 2021-08-02 | 2021-07-30 | Yes | 14000 | 11000 | No Yes None 14000 11000 | 3 | #N/A | #N/A | 15 | #N/A | #N/A | #N/A | #N/A | #N/A | #N/A | #N/A | #N/A | #N/A | #N/A | #N/A | #N/A | #N/A | #N/A | #N/A
LG | LW1222IVSM | 12000 | Window | No | Yes | None | 15 | 2021-11-01 | 2021-11-10 | Yes | 14000 | 11000 | No Yes None 14000 11000 | 3 | #N/A | #N/A | 15 | #N/A | #N/A | #N/A | #N/A | #N/A | #N/A | #N/A | #N/A | #N/A | #N/A | #N/A | #N/A | #N/A | #N/A | #N/A
Midea | MAW12AV1QWT | 12000 | Window | No | Yes | None | 15 | 2022-09-29 | 2022-09-29 | Yes | 14000 | 11000 | No Yes None 14000 11000 | 3 | #N/A | #N/A | 15 | #N/A | #N/A | #N/A | #N/A | #N/A | #N/A | #N/A | #N/A | #N/A | #N/A | #N/A | #N/A | #N/A | #N/A | #N/A
Midea | MAW12V1DWT | 12000 | Window | No | Yes | None | 15 | 2020-04-24 | 2020-04-23 | No | 14000 | 11000 | No Yes None 14000 11000 | 3 | #N/A | #N/A | 15 | #N/A | #N/A | #N/A | #N/A | #N/A | #N/A | #N/A | #N/A | #N/A | #N/A | #N/A | #N/A | #N/A | #N/A | #N/A
Midea | MAW12V1QWT | 12000 | Window | No | Yes | None | 15 | 2019-12-01 | 2019-12-06 | No | 14000 | 11000 | No Yes None 14000 11000 | 3 | #N/A | #N/A | 15 | #N/A | #N/A | #N/A | #N/A | #N/A | #N/A | #N/A | #N/A | #N/A | #N/A | #N/A | #N/A | #N/A | #N/A | #N/A
Midea | MAW12V1QWT | 12000 | Window | No | Yes | None | 15 | 2022-01-17 | 2022-01-17 | No | 14000 | 11000 | No Yes None 14000 11000 | 3 | #N/A | #N/A | 15 | #N/A | #N/A | #N/A | #N/A | #N/A | #N/A | #N/A | #N/A | #N/A | #N/A | #N/A | #N/A | #N/A | #N/A | #N/A
Midea | MAW12V1QWT-S | 12000 | Window | No | Yes | None | 15 | 2021-11-13 | 2021-12-10 | No | 14000 | 11000 | No Yes None 14000 11000 | 3 | #N/A | #N/A | 15 | #N/A | #N/A | #N/A | #N/A | #N/A | #N/A | #N/A | #N/A | #N/A | #N/A | #N/A | #N/A | #N/A | #N/A | #N/A
Midea | MWIUQB-12CRFN8-BCN10 | 12000 | Window | No | Yes | None | 15 | 2021-06-09 | 2021-06-09 | No | 14000 | 11000 | No Yes None 14000 11000 | 3 | #N/A | #N/A | 15 | #N/A | #N/A | #N/A | #N/A | #N/A | #N/A | #N/A | #N/A | #N/A | #N/A | #N/A | #N/A | #N/A | #N/A | #N/A
MRCOOL | MWUC12T115 | 12000 | Window | No | Yes | None | 15 | 2021-07-06 | 2021-07-06 | Yes | 14000 | 11000 | No Yes None 14000 11000 | 3 | #N/A | #N/A | 15 | #N/A | #N/A | #N/A | #N/A | #N/A | #N/A | #N/A | #N/A | #N/A | #N/A | #N/A | #N/A | #N/A | #N/A | #N/A
Perfect aire | 1PACU12000 | 12000 | Window | No | Yes | None | 15 | 2021-06-09 | 2021-06-09 | Yes | 14000 | 11000 | No Yes None 14000 11000 | 3 | #N/A | #N/A | 15 | #N/A | #N/A | #N/A | #N/A | #N/A | #N/A | #N/A | #N/A | #N/A | #N/A | #N/A | #N/A | #N/A | #N/A | #N/A
SEA BREEZE+ | WAU312YREX | 12000 | Window | No | Yes | None | 15 | 2022-04-07 | 2022-04-07 | Yes | 14000 | 11000 | No Yes None 14000 11000 | 3 | #N/A | #N/A | 15 | #N/A | #N/A | #N/A | #N/A | #N/A | #N/A | #N/A | #N/A | #N/A | #N/A | #N/A | #N/A | #N/A | #N/A | #N/A
Comfort Aire | RXTS-81A | 8000 | Window | No | Yes | None | 15 | 2021-06-09 | 2021-06-09 | Yes | 11000 | 8000 | No Yes None 11000 8000 | 3 | #N/A | #N/A | 15 | #N/A | #N/A | #N/A | #N/A | #N/A | #N/A | #N/A | #N/A | #N/A | #N/A | #N/A | #N/A | #N/A | #N/A | #N/A
Comfort Aire | RXTS-81A | 8000 | Window | No | Yes | None | 15 | 2021-11-13 | 2021-12-10 | No | 11000 | 8000 | No Yes None 11000 8000 | 3 | #N/A | #N/A | 15 | #N/A | #N/A | #N/A | #N/A | #N/A | #N/A | #N/A | #N/A | #N/A | #N/A | #N/A | #N/A | #N/A | #N/A | #N/A
Cool-living | CL-TIWC-08CRD1 | 8000 | Window | No | Yes | None | 15 | 2022-02-09 | 2022-02-14 | Yes | 11000 | 8000 | No Yes None 11000 8000 | 3 | #N/A | #N/A | 15 | #N/A | #N/A | #N/A | #N/A | #N/A | #N/A | #N/A | #N/A | #N/A | #N/A | #N/A | #N/A | #N/A | #N/A | #N/A
Danby | DAC080B6IWDB-6 | 8000 | Window | No | Yes | None | 15 | 2020-12-18 | 2020-12-28 | Yes | 11000 | 8000 | No Yes None 11000 8000 | 3 | #N/A | #N/A | 15 | #N/A | #N/A | #N/A | #N/A | #N/A | #N/A | #N/A | #N/A | #N/A | #N/A | #N/A | #N/A | #N/A | #N/A | #N/A
Danby | DAC080B7IWDB-6 | 8000 | Window | No | Yes | None | 15 | 2021-12-06 | 2021-12-06 | No | 11000 | 8000 | No Yes None 11000 8000 | 3 | #N/A | #N/A | 15 | #N/A | #N/A | #N/A | #N/A | #N/A | #N/A | #N/A | #N/A | #N/A | #N/A | #N/A | #N/A | #N/A | #N/A | #N/A
Danby | DAC080B8IWDB-6 | 8000 | Window | No | Yes | None | 15 | 2021-12-06 | 2021-12-06 | No | 11000 | 8000 | No Yes None 11000 8000 | 3 | #N/A | #N/A | 15 | #N/A | #N/A | #N/A | #N/A | #N/A | #N/A | #N/A | #N/A | #N/A | #N/A | #N/A | #N/A | #N/A | #N/A | #N/A
Dreo | DR-HAC002 | 8000 | Window | No | Yes | None | 15 | 2022-02-09 | 2022-02-14 | Yes | 11000 | 8000 | No Yes None 11000 8000 | 3 | #N/A | #N/A | 15 | #N/A | #N/A | #N/A | #N/A | #N/A | #N/A | #N/A | #N/A | #N/A | #N/A | #N/A | #N/A | #N/A | #N/A | #N/A
Emerson Quiet Kool | EARC8RSVE1 | 8000 | Window | No | Yes | None | 15 | 2022-05-13 | 2022-05-26 | Yes | 11000 | 8000 | No Yes None 11000 8000 | 3 | #N/A | #N/A | 15 | #N/A | #N/A | #N/A | #N/A | #N/A | #N/A | #N/A | #N/A | #N/A | #N/A | #N/A | #N/A | #N/A | #N/A | #N/A
Frigidaire Gallery | GHWQ083WC1 | 8000 | Window | No | Yes | None | 15 | 2020-11-24 | 2020-12-02 | Yes | 11000 | 8000 | No Yes None 11000 8000 | 3 | #N/A | #N/A | 15 | #N/A | #N/A | #N/A | #N/A | #N/A | #N/A | #N/A | #N/A | #N/A | #N/A | #N/A | #N/A | #N/A | #N/A | #N/A
Hisense | AW0822TW1W | 8000 | Window | No | Yes | None | 15 | 2021-11-03 | 2021-11-10 | Yes | 11000 | 8000 | No Yes None 11000 8000 | 3 | #N/A | #N/A | 15 | #N/A | #N/A | #N/A | #N/A | #N/A | #N/A | #N/A | #N/A | #N/A | #N/A | #N/A | #N/A | #N/A | #N/A | #N/A
Hisense | AW0823TW1W | 8000 | Window | No | Yes | None | 15 | 2022-08-09 | 2022-08-30 | No | 11000 | 8000 | No Yes None 11000 8000 | 3 | #N/A | #N/A | 15 | #N/A | #N/A | #N/A | #N/A | #N/A | #N/A | #N/A | #N/A | #N/A | #N/A | #N/A | #N/A | #N/A | #N/A | #N/A
Honeywell | HAC-U8 | 8000 | Window | No | Yes | None | 15 | 2022-04-07 | 2022-04-07 | Yes | 11000 | 8000 | No Yes None 11000 8000 | 3 | #N/A | #N/A | 15 | #N/A | #N/A | #N/A | #N/A | #N/A | #N/A | #N/A | #N/A | #N/A | #N/A | #N/A | #N/A | #N/A | #N/A | #N/A
Honeywell | HAC-U8-B | 8000 | Window | No | Yes | None | 15 | 2022-04-07 | 2022-04-07 | No | 11000 | 8000 | No Yes None 11000 8000 | 3 | #N/A | #N/A | 15 | #N/A | #N/A | #N/A | #N/A | #N/A | #N/A | #N/A | #N/A | #N/A | #N/A | #N/A | #N/A | #N/A | #N/A | #N/A
Insignia | NS-AC8WU3 | 8000 | Window | No | Yes | None | 15 | 2021-11-05 | 2021-11-15 | Yes | 11000 | 8000 | No Yes None 11000 8000 | 3 | #N/A | #N/A | 15 | #N/A | #N/A | #N/A | #N/A | #N/A | #N/A | #N/A | #N/A | #N/A | #N/A | #N/A | #N/A | #N/A | #N/A | #N/A
Keystone | KSTAW08UA | 8000 | Window | No | Yes | None | 15 | 2021-08-02 | 2021-07-30 | Yes | 11000 | 8000 | No Yes None 11000 8000 | 3 | #N/A | #N/A | 15 | #N/A | #N/A | #N/A | #N/A | #N/A | #N/A | #N/A | #N/A | #N/A | #N/A | #N/A | #N/A | #N/A | #N/A | #N/A
Midea | MAW08V1DWT | 8000 | Window | No | Yes | None | 15 | 2020-04-24 | 2020-04-23 | Yes | 11000 | 8000 | No Yes None 11000 8000 | 3 | #N/A | #N/A | 15 | #N/A | #N/A | #N/A | #N/A | #N/A | #N/A | #N/A | #N/A | #N/A | #N/A | #N/A | #N/A | #N/A | #N/A | #N/A
Midea | MAW08V1QWT | 8000 | Window | No | Yes | None | 15 | 2019-12-01 | 2019-12-06 | No | 11000 | 8000 | No Yes None 11000 8000 | 3 | #N/A | #N/A | 15 | #N/A | #N/A | #N/A | #N/A | #N/A | #N/A | #N/A | #N/A | #N/A | #N/A | #N/A | #N/A | #N/A | #N/A | #N/A
Midea | MAW08V1QWT | 8000 | Window | No | Yes | None | 15 | 2022-01-17 | 2022-01-17 | No | 11000 | 8000 | No Yes None 11000 8000 | 3 | #N/A | #N/A | 15 | #N/A | #N/A | #N/A | #N/A | #N/A | #N/A | #N/A | #N/A | #N/A | #N/A | #N/A | #N/A | #N/A | #N/A | #N/A
Midea | MAW08V1QWT-S | 8000 | Window | No | Yes | None | 15 | 2021-11-13 | 2021-12-10 | No | 11000 | 8000 | No Yes None 11000 8000 | 3 | #N/A | #N/A | 15 | #N/A | #N/A | #N/A | #N/A | #N/A | #N/A | #N/A | #N/A | #N/A | #N/A | #N/A | #N/A | #N/A | #N/A | #N/A
Midea | MW08MSWBA1RCM | 8000 | Window | No | Yes | None | 15 | 2022-10-09 | 2022-10-09 | No | 11000 | 8000 | No Yes None 11000 8000 | 3 | #N/A | #N/A | 15 | #N/A | #N/A | #N/A | #N/A | #N/A | #N/A | #N/A | #N/A | #N/A | #N/A | #N/A | #N/A | #N/A | #N/A | #N/A
Midea | MWIUQB-08CRFN8-BCN0 | 8000 | Window | No | Yes | None | 15 | 2021-06-09 | 2021-06-09 | No | 11000 | 8000 | No Yes None 11000 8000 | 3 | #N/A | #N/A | 15 | #N/A | #N/A | #N/A | #N/A | #N/A | #N/A | #N/A | #N/A | #N/A | #N/A | #N/A | #N/A | #N/A | #N/A | #N/A
MRCOOL | MWUC08T115 | 8000 | Window | No | Yes | None | 15 | 2021-07-06 | 2021-07-06 | Yes | 11000 | 8000 | No Yes None 11000 8000 | 3 | #N/A | #N/A | 15 | #N/A | #N/A | #N/A | #N/A | #N/A | #N/A | #N/A | #N/A | #N/A | #N/A | #N/A | #N/A | #N/A | #N/A | #N/A
Perfect aire | 1PACU8000 | 8000 | Window | No | Yes | None | 15 | 2021-06-09 | 2021-06-09 | Yes | 11000 | 8000 | No Yes None 11000 8000 | 3 | #N/A | #N/A | 15 | #N/A | #N/A | #N/A | #N/A | #N/A | #N/A | #N/A | #N/A | #N/A | #N/A | #N/A | #N/A | #N/A | #N/A | #N/A
SEA BREEZE+ | WAU38YREX | 8000 | Window | No | Yes | None | 15 | 2022-04-07 | 2022-04-07 | Yes | 11000 | 8000 | No Yes None 11000 8000 | 3 | #N/A | #N/A | 15 | #N/A | #N/A | #N/A | #N/A | #N/A | #N/A | #N/A | #N/A | #N/A | #N/A | #N/A | #N/A | #N/A | #N/A | #N/A
TCL | H8W25WQ | 8000 | Window | No | Yes | None | 15 | 2022-04-24 | 2022-04-26 | Yes | 11000 | 8000 | No Yes None 11000 8000 | 3 | #N/A | #N/A | 15 | #N/A | #N/A | #N/A | #N/A | #N/A | #N/A | #N/A | #N/A | #N/A | #N/A | #N/A | #N/A | #N/A | #N/A | #N/A
TCL | KC-23/YXRDBp(E1/6)(001588) | 8000 | Window | No | Yes | None | 15 | 2022-02-25 | 2022-03-03 | No | 11000 | 8000 | No Yes None 11000 8000 | 3 | #N/A | #N/A | 15 | #N/A | #N/A | #N/A | #N/A | #N/A | #N/A | #N/A | #N/A | #N/A | #N/A | #N/A | #N/A | #N/A | #N/A | #N/A
TCL | KC-23/YXRDBp(E1/6)(001662) | 8000 | Window | No | Yes | None | 15 | 2022-03-01 | 2022-03-25 | No | 11000 | 8000 | No Yes None 11000 8000 | 3 | #N/A | #N/A | 15 | #N/A | #N/A | #N/A | #N/A | #N/A | #N/A | #N/A | #N/A | #N/A | #N/A | #N/A | #N/A | #N/A | #N/A | #N/A
TCL | KC-23/YXRDBp(E1/6)(001740) | 8000 | Window | No | Yes | None | 15 | 2022-03-24 | 2022-04-12 | No | 11000 | 8000 | No Yes None 11000 8000 | 3 | #N/A | #N/A | 15 | #N/A | #N/A | #N/A | #N/A | #N/A | #N/A | #N/A | #N/A | #N/A | #N/A | #N/A | #N/A | #N/A | #N/A | #N/A
TCL | KC-23/YXRDBp(E1/6)(001955) | 8000 | Window | No | Yes | None | 15 | 2022-03-24 | 2022-04-12 | No | 11000 | 8000 | No Yes None 11000 8000 | 3 | #N/A | #N/A | 15 | #N/A | #N/A | #N/A | #N/A | #N/A | #N/A | #N/A | #N/A | #N/A | #N/A | #N/A | #N/A | #N/A | #N/A | #N/A
GE Profile | AHTR12AC*# | 12000 | Window | No | Yes | None | 15.4 | 2021-04-29 | 2021-05-02 | Yes | 14000 | 11000 | No Yes None 14000 11000 | 3 | #N/A | #N/A | 15.4 | #N/A | #N/A | #N/A | #N/A | #N/A | #N/A | #N/A | #N/A | #N/A | #N/A | #N/A | #N/A | #N/A | #N/A | #N/A
GE Profile | AHTR12ACH2 | 12200 | Window | No | Yes | None | 15.4 | 2021-12-09 | 2021-12-16 | Yes | 14000 | 11000 | No Yes None 14000 11000 | 3 | #N/A | #N/A | 15.4 | #N/A | #N/A | #N/A | #N/A | #N/A | #N/A | #N/A | #N/A | #N/A | #N/A | #N/A | #N/A | #N/A | #N/A | #N/A
LG | LW8022IVSM | 8000 | Window | No | Yes | None | 15.5 | 2021-11-01 | 2021-11-10 | Yes | 11000 | 8000 | No Yes None 11000 8000 | 3 | #N/A | #N/A | 15.5 | #N/A | #N/A | #N/A | #N/A | #N/A | #N/A | #N/A | #N/A | #N/A | #N/A | #N/A | #N/A | #N/A | #N/A | #N/A
GE Profile | AHTR10AC*# | 10100 | Window | No | Yes | None | 15.7 | 2021-04-29 | 2021-05-10 | Yes | 11000 | 8000 | No Yes None 11000 8000 | 3 | #N/A | #N/A | 15.7 | #N/A | #N/A | #N/A | #N/A | #N/A | #N/A | #N/A | #N/A | #N/A | #N/A | #N/A | #N/A | #N/A | #N/A | #N/A
GE Profile | AHTR10ACH2 | 10100 | Window | No | Yes | None | 15.7 | 2021-12-09 | 2021-12-16 | No | 11000 | 8000 | No Yes None 11000 8000 | 3 | #N/A | #N/A | 15.7 | #N/A | #N/A | #N/A | #N/A | #N/A | #N/A | #N/A | #N/A | #N/A | #N/A | #N/A | #N/A | #N/A | #N/A | #N/A
Friedrich | KCS16A30A | 15700 | Window | No | Yes | None | 10.7 | 2019-03-15 | 2019-03-25 | Yes | 20000 | 14000 | No Yes None 20000 14000 | 4 | #N/A | #N/A | #N/A | 10.7 | #N/A | #N/A | #N/A | #N/A | #N/A | #N/A | #N/A | #N/A | #N/A | #N/A | #N/A | #N/A | #N/A | #N/A
GE | AEC14AY*# | 14000 | Window | No | Yes | None | 11.3 | 2018-10-15 | 2018-10-29 | Yes | 20000 | 14000 | No Yes None 20000 14000 | 4 | #N/A | #N/A | #N/A | 11.3 | #N/A | #N/A | #N/A | #N/A | #N/A | #N/A | #N/A | #N/A | #N/A | #N/A | #N/A | #N/A | #N/A | #N/A
GE | AHC14AZ*# | 14000 | Window | No | Yes | None | 11.3 | 2019-10-23 | 2019-10-25 | No | 20000 | 14000 | No Yes None 20000 14000 | 4 | #N/A | #N/A | #N/A | 11.3 | #N/A | #N/A | #N/A | #N/A | #N/A | #N/A | #N/A | #N/A | #N/A | #N/A | #N/A | #N/A | #N/A | #N/A
Haier | QHEK14AC*# | 14000 | Window | No | Yes | None | 11.3 | 2020-10-15 | 2019-10-25 | Yes | 20000 | 14000 | No Yes None 20000 14000 | 4 | #N/A | #N/A | #N/A | 11.3 | #N/A | #N/A | #N/A | #N/A | #N/A | #N/A | #N/A | #N/A | #N/A | #N/A | #N/A | #N/A | #N/A | #N/A
Hisense | AW1422CW1W | 14000 | Window | No | Yes | None | 11.3 | 2021-08-15 | 2021-08-17 | Yes | 20000 | 14000 | No Yes None 20000 14000 | 4 | #N/A | #N/A | #N/A | 11.3 | #N/A | #N/A | #N/A | #N/A | #N/A | #N/A | #N/A | #N/A | #N/A | #N/A | #N/A | #N/A | #N/A | #N/A
GE | AKLK14AA*# | 14300 | Window | No | Yes | None | 11.3 | 2020-11-06 | 2020-11-11 | Yes | 20000 | 14000 | No Yes None 20000 14000 | 4 | #N/A | #N/A | #N/A | 11.3 | #N/A | #N/A | #N/A | #N/A | #N/A | #N/A | #N/A | #N/A | #N/A | #N/A | #N/A | #N/A | #N/A | #N/A
Comfort Aire | RADS-151R01 | 14500 | Window | No | Yes | None | 11.3 | 2021-11-13 | 2021-12-10 | Yes | 20000 | 14000 | No Yes None 20000 14000 | 4 | #N/A | #N/A | #N/A | 11.3 | #N/A | #N/A | #N/A | #N/A | #N/A | #N/A | #N/A | #N/A | #N/A | #N/A | #N/A | #N/A | #N/A | #N/A
Danby | DAC145EB6WDB-6 | 14500 | Window | No | Yes | None | 11.3 | 2020-12-18 | 2020-12-28 | Yes | 20000 | 14000 | No Yes None 20000 14000 | 4 | #N/A | #N/A | #N/A | 11.3 | #N/A | #N/A | #N/A | #N/A | #N/A | #N/A | #N/A | #N/A | #N/A | #N/A | #N/A | #N/A | #N/A | #N/A
hOme | HME030528N | 14500 | Window | No | Yes | None | 11.3 | 2020-12-01 | 2020-11-06 | Yes | 20000 | 14000 | No Yes None 20000 14000 | 4 | #N/A | #N/A | #N/A | 11.3 | #N/A | #N/A | #N/A | #N/A | #N/A | #N/A | #N/A | #N/A | #N/A | #N/A | #N/A | #N/A | #N/A | #N/A
Midea | MAW15S1WWT | 14500 | Window | No | Yes | None | 11.3 | 2021-11-03 | 2021-10-15 | Yes | 20000 | 14000 | No Yes None 20000 14000 | 4 | #N/A | #N/A | #N/A | 11.3 | #N/A | #N/A | #N/A | #N/A | #N/A | #N/A | #N/A | #N/A | #N/A | #N/A | #N/A | #N/A | #N/A | #N/A
Midea | MWAUK-14.5CRN8-BCK3N | 14500 | Window | No | Yes | None | 11.3 | 2021-09-10 | 2021-09-10 | No | 20000 | 14000 | No Yes None 20000 14000 | 4 | #N/A | #N/A | #N/A | 11.3 | #N/A | #N/A | #N/A | #N/A | #N/A | #N/A | #N/A | #N/A | #N/A | #N/A | #N/A | #N/A | #N/A | #N/A
Toshiba | RAC-WK1514ESCWRU | 14500 | Window | No | Yes | None | 11.3 | 2022-09-07 | 2022-09-07 | Yes | 20000 | 14000 | No Yes None 20000 14000 | 4 | #N/A | #N/A | #N/A | 11.3 | #N/A | #N/A | #N/A | #N/A | #N/A | #N/A | #N/A | #N/A | #N/A | #N/A | #N/A | #N/A | #N/A | #N/A
GE | AEC18DY*# | 18000 | Window | No | Yes | None | 11.3 | 2018-10-15 | 2018-10-30 | Yes | 20000 | 14000 | No Yes None 20000 14000 | 4 | #N/A | #N/A | #N/A | 11.3 | #N/A | #N/A | #N/A | #N/A | #N/A | #N/A | #N/A | #N/A | #N/A | #N/A | #N/A | #N/A | #N/A | #N/A
GE | AHC18DZ*# | 18000 | Window | No | Yes | None | 11.3 | 2019-10-22 | 2019-10-25 | No | 20000 | 14000 | No Yes None 20000 14000 | 4 | #N/A | #N/A | #N/A | 11.3 | #N/A | #N/A | #N/A | #N/A | #N/A | #N/A | #N/A | #N/A | #N/A | #N/A | #N/A | #N/A | #N/A | #N/A
GE | AHFK18AAH1 | 18000 | Window | No | Yes | None | 11.3 | 2021-03-18 | 2021-03-26 | No | 20000 | 14000 | No Yes None 20000 14000 | 4 | #N/A | #N/A | #N/A | 11.3 | #N/A | #N/A | #N/A | #N/A | #N/A | #N/A | #N/A | #N/A | #N/A | #N/A | #N/A | #N/A | #N/A | #N/A
GE | AKLK18AA*# | 18000 | Window | No | Yes | None | 11.3 | 2020-11-06 | 2020-11-11 | No | 20000 | 14000 | No Yes None 20000 14000 | 4 | #N/A | #N/A | #N/A | 11.3 | #N/A | #N/A | #N/A | #N/A | #N/A | #N/A | #N/A | #N/A | #N/A | #N/A | #N/A | #N/A | #N/A | #N/A
Hisense | AW1822CW3W | 18000 | Window | No | Yes | None | 11.3 | 2021-08-15 | 2021-08-17 | Yes | 20000 | 14000 | No Yes None 20000 14000 | 4 | #N/A | #N/A | #N/A | 11.3 | #N/A | #N/A | #N/A | #N/A | #N/A | #N/A | #N/A | #N/A | #N/A | #N/A | #N/A | #N/A | #N/A | #N/A
GE | AHFK18AAW1 | 18300 | Window | No | Yes | None | 11.3 | 2021-04-23 | 2021-03-29 | Yes | 20000 | 14000 | No Yes None 20000 14000 | 4 | #N/A | #N/A | #N/A | 11.3 | #N/A | #N/A | #N/A | #N/A | #N/A | #N/A | #N/A | #N/A | #N/A | #N/A | #N/A | #N/A | #N/A | #N/A
GE | AHTK18BA*# | 18300 | Window | No | Yes | None | 11.3 | 2021-09-24 | 2021-09-30 | No | 20000 | 14000 | No Yes None 20000 14000 | 4 | #N/A | #N/A | #N/A | 11.3 | #N/A | #N/A | #N/A | #N/A | #N/A | #N/A | #N/A | #N/A | #N/A | #N/A | #N/A | #N/A | #N/A | #N/A
Haier | QHEK18ACW1 | 18300 | Window | No | Yes | None | 11.3 | 2021-04-23 | 2021-03-29 | Yes | 20000 | 14000 | No Yes None 20000 14000 | 4 | #N/A | #N/A | #N/A | 11.3 | #N/A | #N/A | #N/A | #N/A | #N/A | #N/A | #N/A | #N/A | #N/A | #N/A | #N/A | #N/A | #N/A | #N/A
GE | AEM14AV*# | 14300 | Window | No | Yes | None | 11.8 | 2017-01-23 | 2017-01-25 | Yes | 20000 | 14000 | No Yes None 20000 14000 | 4 | #N/A | #N/A | #N/A | 11.8 | #N/A | #N/A | #N/A | #N/A | #N/A | #N/A | #N/A | #N/A | #N/A | #N/A | #N/A | #N/A | #N/A | #N/A
Sea Breeze | WA414YER | 14300 | Window | No | Yes | None | 11.8 | 2019-08-15 | 2019-08-28 | Yes | 20000 | 14000 | No Yes None 20000 14000 | 4 | #N/A | #N/A | #N/A | 11.8 | #N/A | #N/A | #N/A | #N/A | #N/A | #N/A | #N/A | #N/A | #N/A | #N/A | #N/A | #N/A | #N/A | #N/A
Amana | AMAP151CW | 15000 | Window | No | Yes | None | 11.8 | 2021-12-01 | 2021-11-17 | Yes | 20000 | 14000 | No Yes None 20000 14000 | 4 | #N/A | #N/A | #N/A | 11.8 | #N/A | #N/A | #N/A | #N/A | #N/A | #N/A | #N/A | #N/A | #N/A | #N/A | #N/A | #N/A | #N/A | #N/A
Arctic Wind | 1AW15000EA | 15000 | Window | No | Yes | None | 11.8 | 2021-03-30 | 2021-04-14 | Yes | 20000 | 14000 | No Yes None 20000 14000 | 4 | #N/A | #N/A | #N/A | 11.8 | #N/A | #N/A | #N/A | #N/A | #N/A | #N/A | #N/A | #N/A | #N/A | #N/A | #N/A | #N/A | #N/A | #N/A
Arctic Wind | 2AW15000EA | 15000 | Window | No | Yes | None | 11.8 | 2022-02-07 | 2022-02-10 | No | 20000 | 14000 | No Yes None 20000 14000 | 4 | #N/A | #N/A | #N/A | 11.8 | #N/A | #N/A | #N/A | #N/A | #N/A | #N/A | #N/A | #N/A | #N/A | #N/A | #N/A | #N/A | #N/A | #N/A
Cool-living | CL-RAC15EWES | 15000 | Window | No | Yes | None | 11.8 | 2017-11-27 | 2017-11-27 | Yes | 20000 | 14000 | No Yes None 20000 14000 | 4 | #N/A | #N/A | #N/A | 11.8 | #N/A | #N/A | #N/A | #N/A | #N/A | #N/A | #N/A | #N/A | #N/A | #N/A | #N/A | #N/A | #N/A | #N/A
Cool-living | CL-RAC15EWES-22 | 15000 | Window | No | Yes | None | 11.8 | 2021-12-07 | 2021-12-16 | No | 20000 | 14000 | No Yes None 20000 14000 | 4 | #N/A | #N/A | #N/A | 11.8 | #N/A | #N/A | #N/A | #N/A | #N/A | #N/A | #N/A | #N/A | #N/A | #N/A | #N/A | #N/A | #N/A | #N/A
Cool-living | CL-RAC15EWES-6A | 15000 | Window | No | Yes | None | 11.8 | 2019-12-30 | 2019-12-30 | No | 20000 | 14000 | No Yes None 20000 14000 | 4 | #N/A | #N/A | #N/A | 11.8 | #N/A | #N/A | #N/A | #N/A | #N/A | #N/A | #N/A | #N/A | #N/A | #N/A | #N/A | #N/A | #N/A | #N/A
Crosley | CATS15A1 | 15000 | Window | No | Yes | None | 11.8 | 2018-01-15 | 2018-01-15 | Yes | 20000 | 14000 | No Yes None 20000 14000 | 4 | #N/A | #N/A | #N/A | 11.8 | #N/A | #N/A | #N/A | #N/A | #N/A | #N/A | #N/A | #N/A | #N/A | #N/A | #N/A | #N/A | #N/A | #N/A
Crosley | CATS15B1 | 15000 | Window | No | Yes | None | 11.8 | 2020-05-25 | 2020-05-26 | No | 20000 | 14000 | No Yes None 20000 14000 | 4 | #N/A | #N/A | #N/A | 11.8 | #N/A | #N/A | #N/A | #N/A | #N/A | #N/A | #N/A | #N/A | #N/A | #N/A | #N/A | #N/A | #N/A | #N/A
DENALI AIRE | 1DAC15K | 15000 | Window | No | Yes | None | 11.8 | 2019-12-20 | 2019-12-16 | Yes | 20000 | 14000 | No Yes None 20000 14000 | 4 | #N/A | #N/A | #N/A | 11.8 | #N/A | #N/A | #N/A | #N/A | #N/A | #N/A | #N/A | #N/A | #N/A | #N/A | #N/A | #N/A | #N/A | #N/A
Emerson Quiet Kool | EARC15RE1H | 15000 | Window | No | Yes | None | 11.8 | 2021-08-18 | 2021-08-26 | Yes | 20000 | 14000 | No Yes None 20000 14000 | 4 | #N/A | #N/A | #N/A | 11.8 | #N/A | #N/A | #N/A | #N/A | #N/A | #N/A | #N/A | #N/A | #N/A | #N/A | #N/A | #N/A | #N/A | #N/A
Emerson Quiet Kool | EARC15RSE1H | 15000 | Window | No | Yes | None | 11.8 | 2021-08-18 | 2021-08-26 | No | 20000 | 14000 | No Yes None 20000 14000 | 4 | #N/A | #N/A | #N/A | 11.8 | #N/A | #N/A | #N/A | #N/A | #N/A | #N/A | #N/A | #N/A | #N/A | #N/A | #N/A | #N/A | #N/A | #N/A
Emerson Quiet Kool | EBRC15RE1H | 15000 | Window | No | Yes | None | 11.8 | 2021-08-18 | 2021-08-26 | No | 20000 | 14000 | No Yes None 20000 14000 | 4 | #N/A | #N/A | #N/A | 11.8 | #N/A | #N/A | #N/A | #N/A | #N/A | #N/A | #N/A | #N/A | #N/A | #N/A | #N/A | #N/A | #N/A | #N/A
Emerson Quiet Kool | EBRC15RSE1H | 15000 | Window | No | Yes | None | 11.8 | 2021-08-18 | 2021-08-26 | No | 20000 | 14000 | No Yes None 20000 14000 | 4 | #N/A | #N/A | #N/A | 11.8 | #N/A | #N/A | #N/A | #N/A | #N/A | #N/A | #N/A | #N/A | #N/A | #N/A | #N/A | #N/A | #N/A | #N/A
Emerson Quiet Kool | E*RC15RE1 | 15000 | Window | No | Yes | None | 11.8 | 2017-03-27 | 2017-03-27 | No | 20000 | 14000 | No Yes None 20000 14000 | 4 | #N/A | #N/A | #N/A | 11.8 | #N/A | #N/A | #N/A | #N/A | #N/A | #N/A | #N/A | #N/A | #N/A | #N/A | #N/A | #N/A | #N/A | #N/A
Emerson Quiet Kool | E*RC15RSE1 | 15000 | Window | No | Yes | None | 11.8 | 2019-04-12 | 2019-04-12 | No | 20000 | 14000 | No Yes None 20000 14000 | 4 | #N/A | #N/A | #N/A | 11.8 | #N/A | #N/A | #N/A | #N/A | #N/A | #N/A | #N/A | #N/A | #N/A | #N/A | #N/A | #N/A | #N/A | #N/A
Friedrich | CCW15B10A | 15000 | Window | No | Yes | None | 11.8 | 2020-08-20 | 2020-08-25 | Yes | 20000 | 14000 | No Yes None 20000 14000 | 4 | #N/A | #N/A | #N/A | 11.8 | #N/A | #N/A | #N/A | #N/A | #N/A | #N/A | #N/A | #N/A | #N/A | #N/A | #N/A | #N/A | #N/A | #N/A
Frigidaire | FFRE1533U1E | 15000 | Window | No | Yes | None | 11.8 | 2017-11-15 | 2017-11-24 | Yes | 20000 | 14000 | No Yes None 20000 14000 | 4 | #N/A | #N/A | #N/A | 11.8 | #N/A | #N/A | #N/A | #N/A | #N/A | #N/A | #N/A | #N/A | #N/A | #N/A | #N/A | #N/A | #N/A | #N/A
Frigidaire | FFRE153ZA1 | 15000 | Window | No | Yes | None | 11.8 | 2019-11-15 | 2019-10-30 | No | 20000 | 14000 | No Yes None 20000 14000 | 4 | #N/A | #N/A | #N/A | 11.8 | #N/A | #N/A | #N/A | #N/A | #N/A | #N/A | #N/A | #N/A | #N/A | #N/A | #N/A | #N/A | #N/A | #N/A
GE | AHM15AW*# | 15000 | Window | No | Yes | None | 11.8 | 2016-12-16 | 2017-01-01 | Yes | 20000 | 14000 | No Yes None 20000 14000 | 4 | #N/A | #N/A | #N/A | 11.8 | #N/A | #N/A | #N/A | #N/A | #N/A | #N/A | #N/A | #N/A | #N/A | #N/A | #N/A | #N/A | #N/A | #N/A
GREE | GJC15BY-A6NRNE2A | 15000 | Window | No | Yes | None | 11.8 | 2021-01-20 | 2020-05-14 | Yes | 20000 | 14000 | No Yes None 20000 14000 | 4 | #N/A | #N/A | #N/A | 11.8 | #N/A | #N/A | #N/A | #N/A | #N/A | #N/A | #N/A | #N/A | #N/A | #N/A | #N/A | #N/A | #N/A | #N/A
GREE | GJC15BY-A6NRNH2A | 15000 | Window | No | Yes | None | 11.8 | 2018-11-01 | 2018-10-17 | No | 20000 | 14000 | No Yes None 20000 14000 | 4 | #N/A | #N/A | #N/A | 11.8 | #N/A | #N/A | #N/A | #N/A | #N/A | #N/A | #N/A | #N/A | #N/A | #N/A | #N/A | #N/A | #N/A | #N/A
GREE | GJC15BY-A6NRNH2B | 15000 | Window | No | Yes | None | 11.8 | 2019-11-15 | 2019-10-30 | No | 20000 | 14000 | No Yes None 20000 14000 | 4 | #N/A | #N/A | #N/A | 11.8 | #N/A | #N/A | #N/A | #N/A | #N/A | #N/A | #N/A | #N/A | #N/A | #N/A | #N/A | #N/A | #N/A | #N/A
GREE | GWA15BTE | 15000 | Window | No | Yes | None | 11.8 | 2021-08-01 | 2021-08-10 | No | 20000 | 14000 | No Yes None 20000 14000 | 4 | #N/A | #N/A | #N/A | 11.8 | #N/A | #N/A | #N/A | #N/A | #N/A | #N/A | #N/A | #N/A | #N/A | #N/A | #N/A | #N/A | #N/A | #N/A
Haier | QHC15AX*# | 15000 | Window | No | Yes | None | 11.8 | 2018-01-01 | 2017-12-25 | Yes | 20000 | 14000 | No Yes None 20000 14000 | 4 | #N/A | #N/A | #N/A | 11.8 | #N/A | #N/A | #N/A | #N/A | #N/A | #N/A | #N/A | #N/A | #N/A | #N/A | #N/A | #N/A | #N/A | #N/A
HEMA | DS-15WAC | 15000 | Window | No | Yes | None | 11.8 | 2022-05-11 | 2022-05-12 | Yes | 20000 | 14000 | No Yes None 20000 14000 | 4 | #N/A | #N/A | #N/A | 11.8 | #N/A | #N/A | #N/A | #N/A | #N/A | #N/A | #N/A | #N/A | #N/A | #N/A | #N/A | #N/A | #N/A | #N/A
Hisense | AW1521CW1W | 15000 | Window | No | Yes | None | 11.8 | 2021-08-18 | 2021-08-25 | Yes | 20000 | 14000 | No Yes None 20000 14000 | 4 | #N/A | #N/A | #N/A | 11.8 | #N/A | #N/A | #N/A | #N/A | #N/A | #N/A | #N/A | #N/A | #N/A | #N/A | #N/A | #N/A | #N/A | #N/A
Hisense | AW-15CR1RXFUE10 | 15000 | Window | No | Yes | None | 11.8 | 2021-08-18 | 2021-08-25 | No | 20000 | 14000 | No Yes None 20000 14000 | 4 | #N/A | #N/A | #N/A | 11.8 | #N/A | #N/A | #N/A | #N/A | #N/A | #N/A | #N/A | #N/A | #N/A | #N/A | #N/A | #N/A | #N/A | #N/A
Hisense | AW-15CR1RXGUE10 | 15000 | Window | No | Yes | None | 11.8 | 2021-08-18 | 2021-08-25 | No | 20000 | 14000 | No Yes None 20000 14000 | 4 | #N/A | #N/A | #N/A | 11.8 | #N/A | #N/A | #N/A | #N/A | #N/A | #N/A | #N/A | #N/A | #N/A | #N/A | #N/A | #N/A | #N/A | #N/A
Hisense | AW-15CW1RXGUE10 | 15000 | Window | No | Yes | None | 11.8 | 2021-08-18 | 2021-08-25 | No | 20000 | 14000 | No Yes None 20000 14000 | 4 | #N/A | #N/A | #N/A | 11.8 | #N/A | #N/A | #N/A | #N/A | #N/A | #N/A | #N/A | #N/A | #N/A | #N/A | #N/A | #N/A | #N/A | #N/A
hOme | HME030343N | 15000 | Window | No | Yes | None | 11.8 | 2022-03-03 | 2022-03-03 | Yes | 20000 | 14000 | No Yes None 20000 14000 | 4 | #N/A | #N/A | #N/A | 11.8 | #N/A | #N/A | #N/A | #N/A | #N/A | #N/A | #N/A | #N/A | #N/A | #N/A | #N/A | #N/A | #N/A | #N/A
IMPECCA | IWA15-KS30 | 15000 | Window | No | Yes | None | 11.8 | 2017-03-27 | 2017-03-27 | Yes | 20000 | 14000 | No Yes None 20000 14000 | 4 | #N/A | #N/A | #N/A | 11.8 | #N/A | #N/A | #N/A | #N/A | #N/A | #N/A | #N/A | #N/A | #N/A | #N/A | #N/A | #N/A | #N/A | #N/A
Koolking | MWFUK-15CRN1-BCK8 | 15000 | Window | No | Yes | None | 11.8 | 2016-12-02 | 2016-12-06 | Yes | 20000 | 14000 | No Yes None 20000 14000 | 4 | #N/A | #N/A | #N/A | 11.8 | #N/A | #N/A | #N/A | #N/A | #N/A | #N/A | #N/A | #N/A | #N/A | #N/A | #N/A | #N/A | #N/A | #N/A
LG | LW1516ER | 15000 | Window | No | Yes | None | 11.8 | 2015-11-20 | 2015-11-25 | Yes | 20000 | 14000 | No Yes None 20000 14000 | 4 | #N/A | #N/A | #N/A | 11.8 | #N/A | #N/A | #N/A | #N/A | #N/A | #N/A | #N/A | #N/A | #N/A | #N/A | #N/A | #N/A | #N/A | #N/A
LG | LW1521ERSM | 15000 | Window | No | Yes | None | 11.8 | 2021-02-19 | 2021-02-22 | No | 20000 | 14000 | No Yes None 20000 14000 | 4 | #N/A | #N/A | #N/A | 11.8 | #N/A | #N/A | #N/A | #N/A | #N/A | #N/A | #N/A | #N/A | #N/A | #N/A | #N/A | #N/A | #N/A | #N/A
LG | LW1522ERSM | 15000 | Window | No | Yes | None | 11.8 | 2021-12-16 | 2021-12-16 | No | 20000 | 14000 | No Yes None 20000 14000 | 4 | #N/A | #N/A | #N/A | 11.8 | #N/A | #N/A | #N/A | #N/A | #N/A | #N/A | #N/A | #N/A | #N/A | #N/A | #N/A | #N/A | #N/A | #N/A
Montgomery Ward | ACE1505MW | 15000 | Window | No | Yes | None | 11.8 | 2022-01-01 | 2022-01-04 | Yes | 20000 | 14000 | No Yes None 20000 14000 | 4 | #N/A | #N/A | #N/A | 11.8 | #N/A | #N/A | #N/A | #N/A | #N/A | #N/A | #N/A | #N/A | #N/A | #N/A | #N/A | #N/A | #N/A | #N/A
Sea Breeze | WA415YRED | 15000 | Window | No | Yes | None | 11.8 | 2016-12-27 | 2016-12-27 | Yes | 20000 | 14000 | No Yes None 20000 14000 | 4 | #N/A | #N/A | #N/A | 11.8 | #N/A | #N/A | #N/A | #N/A | #N/A | #N/A | #N/A | #N/A | #N/A | #N/A | #N/A | #N/A | #N/A | #N/A
TCL | H15W25W | 15000 | Window | No | Yes | None | 11.8 | 2022-07-11 | 2022-07-14 | Yes | 20000 | 14000 | No Yes None 20000 14000 | 4 | #N/A | #N/A | #N/A | 11.8 | #N/A | #N/A | #N/A | #N/A | #N/A | #N/A | #N/A | #N/A | #N/A | #N/A | #N/A | #N/A | #N/A | #N/A
TCL | H15W25W-CA | 15000 | Window | No | Yes | None | 11.8 | 2022-07-11 | 2022-07-14 | No | 20000 | 14000 | No Yes None 20000 14000 | 4 | #N/A | #N/A | #N/A | 11.8 | #N/A | #N/A | #N/A | #N/A | #N/A | #N/A | #N/A | #N/A | #N/A | #N/A | #N/A | #N/A | #N/A | #N/A
TCL | KC-44/YXRD(E1/6)(01071) | 15000 | Window | No | Yes | None | 11.8 | 2021-12-01 | 2021-11-17 | No | 20000 | 14000 | No Yes None 20000 14000 | 4 | #N/A | #N/A | #N/A | 11.8 | #N/A | #N/A | #N/A | #N/A | #N/A | #N/A | #N/A | #N/A | #N/A | #N/A | #N/A | #N/A | #N/A | #N/A
TCL | TAW15CRE19 | 15000 | Window | No | Yes | None | 11.8 | 2018-10-23 | 2018-10-23 | No | 20000 | 14000 | No Yes None 20000 14000 | 4 | #N/A | #N/A | #N/A | 11.8 | #N/A | #N/A | #N/A | #N/A | #N/A | #N/A | #N/A | #N/A | #N/A | #N/A | #N/A | #N/A | #N/A | #N/A
TCL | TAW15CREW0W | 15000 | Window | No | Yes | None | 11.8 | 2019-09-10 | 2019-09-11 | No | 20000 | 14000 | No Yes None 20000 14000 | 4 | #N/A | #N/A | #N/A | 11.8 | #N/A | #N/A | #N/A | #N/A | #N/A | #N/A | #N/A | #N/A | #N/A | #N/A | #N/A | #N/A | #N/A | #N/A
Thermal Zone | WA415YRED | 15000 | Window | No | Yes | None | 11.8 | 2016-12-27 | 2016-12-27 | Yes | 20000 | 14000 | No Yes None 20000 14000 | 4 | #N/A | #N/A | #N/A | 11.8 | #N/A | #N/A | #N/A | #N/A | #N/A | #N/A | #N/A | #N/A | #N/A | #N/A | #N/A | #N/A | #N/A | #N/A
Whirlpool | WHAW151BW | 15000 | Window | No | Yes | None | 11.8 | 2016-12-18 | 2016-12-16 | Yes | 20000 | 14000 | No Yes None 20000 14000 | 4 | #N/A | #N/A | #N/A | 11.8 | #N/A | #N/A | #N/A | #N/A | #N/A | #N/A | #N/A | #N/A | #N/A | #N/A | #N/A | #N/A | #N/A | #N/A
Whirlpool | WHAW151CW | 15000 | Window | No | Yes | None | 11.8 | 2021-12-01 | 2021-11-17 | No | 20000 | 14000 | No Yes None 20000 14000 | 4 | #N/A | #N/A | #N/A | 11.8 | #N/A | #N/A | #N/A | #N/A | #N/A | #N/A | #N/A | #N/A | #N/A | #N/A | #N/A | #N/A | #N/A | #N/A
Arctic King | AKW15CR71 | 15100 | Window | No | Yes | None | 11.8 | 2017-02-06 | 2017-02-06 | Yes | 20000 | 14000 | No Yes None 20000 14000 | 4 | #N/A | #N/A | #N/A | 11.8 | #N/A | #N/A | #N/A | #N/A | #N/A | #N/A | #N/A | #N/A | #N/A | #N/A | #N/A | #N/A | #N/A | #N/A
Arctic King | KAW15R1AWT | 15100 | Window | No | Yes | None | 11.8 | 2019-03-01 | 2019-03-07 | No | 20000 | 14000 | No Yes None 20000 14000 | 4 | #N/A | #N/A | #N/A | 11.8 | #N/A | #N/A | #N/A | #N/A | #N/A | #N/A | #N/A | #N/A | #N/A | #N/A | #N/A | #N/A | #N/A | #N/A
Arctic King | MWHUK-15CRN8-BCK8 | 15100 | Window | No | Yes | None | 11.8 | 2018-10-01 | 2018-09-30 | No | 20000 | 14000 | No Yes None 20000 14000 | 4 | #N/A | #N/A | #N/A | 11.8 | #N/A | #N/A | #N/A | #N/A | #N/A | #N/A | #N/A | #N/A | #N/A | #N/A | #N/A | #N/A | #N/A | #N/A
Arctic King | WWK15CR91N | 15100 | Window | No | Yes | None | 11.8 | 2018-10-01 | 2018-09-30 | No | 20000 | 14000 | No Yes None 20000 14000 | 4 | #N/A | #N/A | #N/A | 11.8 | #N/A | #N/A | #N/A | #N/A | #N/A | #N/A | #N/A | #N/A | #N/A | #N/A | #N/A | #N/A | #N/A | #N/A
Coast air | CEW151BS | 15100 | Window | No | Yes | None | 11.8 | 2019-03-01 | 2019-03-07 | Yes | 20000 | 14000 | No Yes None 20000 14000 | 4 | #N/A | #N/A | #N/A | 11.8 | #N/A | #N/A | #N/A | #N/A | #N/A | #N/A | #N/A | #N/A | #N/A | #N/A | #N/A | #N/A | #N/A | #N/A
Comfort Aire | RADS-151Q | 15100 | Window | No | Yes | None | 11.8 | 2018-11-01 | 2018-11-08 | Yes | 20000 | 14000 | No Yes None 20000 14000 | 4 | #N/A | #N/A | #N/A | 11.8 | #N/A | #N/A | #N/A | #N/A | #N/A | #N/A | #N/A | #N/A | #N/A | #N/A | #N/A | #N/A | #N/A | #N/A
Comfort Aire | RADS-151R | 15100 | Window | No | Yes | None | 11.8 | 2020-07-01 | 2020-07-20 | No | 20000 | 14000 | No Yes None 20000 14000 | 4 | #N/A | #N/A | #N/A | 11.8 | #N/A | #N/A | #N/A | #N/A | #N/A | #N/A | #N/A | #N/A | #N/A | #N/A | #N/A | #N/A | #N/A | #N/A
Danby | DAC150EB2* | 15100 | Window | No | Yes | None | 11.8 | 2019-02-01 | 2019-01-09 | Yes | 20000 | 14000 | No Yes None 20000 14000 | 4 | #N/A | #N/A | #N/A | 11.8 | #N/A | #N/A | #N/A | #N/A | #N/A | #N/A | #N/A | #N/A | #N/A | #N/A | #N/A | #N/A | #N/A | #N/A
Frigidaire | FFRE153WA1 | 15100 | Window | No | Yes | None | 11.8 | 2019-01-01 | 2018-11-30 | Yes | 20000 | 14000 | No Yes None 20000 14000 | 4 | #N/A | #N/A | #N/A | 11.8 | #N/A | #N/A | #N/A | #N/A | #N/A | #N/A | #N/A | #N/A | #N/A | #N/A | #N/A | #N/A | #N/A | #N/A
Frigidaire | FFRE153WAE | 15100 | Window | No | Yes | None | 11.8 | 2019-01-01 | 2018-11-30 | No | 20000 | 14000 | No Yes None 20000 14000 | 4 | #N/A | #N/A | #N/A | 11.8 | #N/A | #N/A | #N/A | #N/A | #N/A | #N/A | #N/A | #N/A | #N/A | #N/A | #N/A | #N/A | #N/A | #N/A
Frigidaire | FHWW153WB1 | 15100 | Window | No | Yes | None | 11.8 | 2019-10-01 | 2019-09-26 | No | 20000 | 14000 | No Yes None 20000 14000 | 4 | #N/A | #N/A | #N/A | 11.8 | #N/A | #N/A | #N/A | #N/A | #N/A | #N/A | #N/A | #N/A | #N/A | #N/A | #N/A | #N/A | #N/A | #N/A
Frigidaire | FHWW153WBE | 15100 | Window | No | Yes | None | 11.8 | 2019-10-01 | 2019-09-26 | No | 20000 | 14000 | No Yes None 20000 14000 | 4 | #N/A | #N/A | #N/A | 11.8 | #N/A | #N/A | #N/A | #N/A | #N/A | #N/A | #N/A | #N/A | #N/A | #N/A | #N/A | #N/A | #N/A | #N/A
Garrison | 2498537 | 15100 | Window | No | Yes | None | 11.8 | 2016-04-15 | 2016-04-21 | Yes | 20000 | 14000 | No Yes None 20000 14000 | 4 | #N/A | #N/A | #N/A | 11.8 | #N/A | #N/A | #N/A | #N/A | #N/A | #N/A | #N/A | #N/A | #N/A | #N/A | #N/A | #N/A | #N/A | #N/A
Garrison | 311410577 | 15100 | Window | No | Yes | None | 11.8 | 2019-10-01 | 2019-09-26 | No | 20000 | 14000 | No Yes None 20000 14000 | 4 | #N/A | #N/A | #N/A | 11.8 | #N/A | #N/A | #N/A | #N/A | #N/A | #N/A | #N/A | #N/A | #N/A | #N/A | #N/A | #N/A | #N/A | #N/A
Homepointe | MWHUK-15CRN8-BCK8 | 15100 | Window | No | Yes | None | 11.8 | 2019-02-01 | 2019-01-09 | Yes | 20000 | 14000 | No Yes None 20000 14000 | 4 | #N/A | #N/A | #N/A | 11.8 | #N/A | #N/A | #N/A | #N/A | #N/A | #N/A | #N/A | #N/A | #N/A | #N/A | #N/A | #N/A | #N/A | #N/A
Homepointe | MWHUK-15CRN8-BCK8 | 15100 | Window | No | Yes | None | 11.8 | 2019-11-01 | 2019-10-16 | No | 20000 | 14000 | No Yes None 20000 14000 | 4 | #N/A | #N/A | #N/A | 11.8 | #N/A | #N/A | #N/A | #N/A | #N/A | #N/A | #N/A | #N/A | #N/A | #N/A | #N/A | #N/A | #N/A | #N/A
IMPECCA | IWA15-KS30 | 15100 | Window | No | Yes | None | 11.8 | 2019-05-01 | 2019-03-07 | Yes | 20000 | 14000 | No Yes None 20000 14000 | 4 | #N/A | #N/A | #N/A | 11.8 | #N/A | #N/A | #N/A | #N/A | #N/A | #N/A | #N/A | #N/A | #N/A | #N/A | #N/A | #N/A | #N/A | #N/A
Koldfront | WAC15003WCO | 15100 | Window | No | Yes | None | 11.8 | 2019-12-27 | 2019-12-27 | Yes | 20000 | 14000 | No Yes None 20000 14000 | 4 | #N/A | #N/A | #N/A | 11.8 | #N/A | #N/A | #N/A | #N/A | #N/A | #N/A | #N/A | #N/A | #N/A | #N/A | #N/A | #N/A | #N/A | #N/A
Koolking | KWH151CE1A | 15100 | Window | No | Yes | None | 11.8 | 2018-10-25 | 2018-09-30 | Yes | 20000 | 14000 | No Yes None 20000 14000 | 4 | #N/A | #N/A | #N/A | 11.8 | #N/A | #N/A | #N/A | #N/A | #N/A | #N/A | #N/A | #N/A | #N/A | #N/A | #N/A | #N/A | #N/A | #N/A
Koolking | MWECK-15CRN1-BCK8 | 15100 | Window | No | Yes | None | 11.8 | 2015-12-15 | 2015-12-23 | No | 20000 | 14000 | No Yes None 20000 14000 | 4 | #N/A | #N/A | #N/A | 11.8 | #N/A | #N/A | #N/A | #N/A | #N/A | #N/A | #N/A | #N/A | #N/A | #N/A | #N/A | #N/A | #N/A | #N/A
Mastercraft | MCRAC15KEWM | 15100 | Window | No | Yes | None | 11.8 | 2017-12-15 | 2017-12-25 | Yes | 20000 | 14000 | No Yes None 20000 14000 | 4 | #N/A | #N/A | #N/A | 11.8 | #N/A | #N/A | #N/A | #N/A | #N/A | #N/A | #N/A | #N/A | #N/A | #N/A | #N/A | #N/A | #N/A | #N/A
Mastercraft | MCRAC15KEWM1 | 15100 | Window | No | Yes | None | 11.8 | 2018-11-21 | 2018-09-30 | No | 20000 | 14000 | No Yes None 20000 14000 | 4 | #N/A | #N/A | #N/A | 11.8 | #N/A | #N/A | #N/A | #N/A | #N/A | #N/A | #N/A | #N/A | #N/A | #N/A | #N/A | #N/A | #N/A | #N/A
Midea | MAW15R1BWT | 15100 | Window | No | Yes | None | 11.8 | 2019-03-01 | 2019-03-07 | Yes | 20000 | 14000 | No Yes None 20000 14000 | 4 | #N/A | #N/A | #N/A | 11.8 | #N/A | #N/A | #N/A | #N/A | #N/A | #N/A | #N/A | #N/A | #N/A | #N/A | #N/A | #N/A | #N/A | #N/A
Midea | MWA15CR71 | 15100 | Window | No | Yes | None | 11.8 | 2018-07-27 | 2018-08-03 | No | 20000 | 14000 | No Yes None 20000 14000 | 4 | #N/A | #N/A | #N/A | 11.8 | #N/A | #N/A | #N/A | #N/A | #N/A | #N/A | #N/A | #N/A | #N/A | #N/A | #N/A | #N/A | #N/A | #N/A
Midea | MWFUK-15CRN1-BCK8 | 15100 | Window | No | Yes | None | 11.8 | 2016-12-01 | 2016-12-16 | No | 20000 | 14000 | No Yes None 20000 14000 | 4 | #N/A | #N/A | #N/A | 11.8 | #N/A | #N/A | #N/A | #N/A | #N/A | #N/A | #N/A | #N/A | #N/A | #N/A | #N/A | #N/A | #N/A | #N/A
Midea | MWHUK-15CRN8-BCK8 | 15100 | Window | No | Yes | None | 11.8 | 2018-10-01 | 2018-09-30 | No | 20000 | 14000 | No Yes None 20000 14000 | 4 | #N/A | #N/A | #N/A | 11.8 | #N/A | #N/A | #N/A | #N/A | #N/A | #N/A | #N/A | #N/A | #N/A | #N/A | #N/A | #N/A | #N/A | #N/A
Norpole | NPRAC15KEWMZ | 15100 | Window | No | Yes | None | 11.8 | 2017-12-15 | 2017-12-25 | Yes | 20000 | 14000 | No Yes None 20000 14000 | 4 | #N/A | #N/A | #N/A | 11.8 | #N/A | #N/A | #N/A | #N/A | #N/A | #N/A | #N/A | #N/A | #N/A | #N/A | #N/A | #N/A | #N/A | #N/A
Norpole | NPRAC15KEWMZ1 | 15100 | Window | No | Yes | None | 11.8 | 2018-11-21 | 2018-09-30 | No | 20000 | 14000 | No Yes None 20000 14000 | 4 | #N/A | #N/A | #N/A | 11.8 | #N/A | #N/A | #N/A | #N/A | #N/A | #N/A | #N/A | #N/A | #N/A | #N/A | #N/A | #N/A | #N/A | #N/A
Perfect aire | 4PAC15000 | 15100 | Window | No | Yes | None | 11.8 | 2015-12-15 | 2015-12-23 | Yes | 20000 | 14000 | No Yes None 20000 14000 | 4 | #N/A | #N/A | #N/A | 11.8 | #N/A | #N/A | #N/A | #N/A | #N/A | #N/A | #N/A | #N/A | #N/A | #N/A | #N/A | #N/A | #N/A | #N/A
Perfect aire | 5PAC15000 | 15100 | Window | No | Yes | None | 11.8 | 2018-11-01 | 2018-11-08 | No | 20000 | 14000 | No Yes None 20000 14000 | 4 | #N/A | #N/A | #N/A | 11.8 | #N/A | #N/A | #N/A | #N/A | #N/A | #N/A | #N/A | #N/A | #N/A | #N/A | #N/A | #N/A | #N/A | #N/A
Sea Breeze | WA315YREX | 15100 | Window | No | Yes | None | 11.8 | 2022-04-07 | 2022-04-07 | Yes | 20000 | 14000 | No Yes None 20000 14000 | 4 | #N/A | #N/A | #N/A | 11.8 | #N/A | #N/A | #N/A | #N/A | #N/A | #N/A | #N/A | #N/A | #N/A | #N/A | #N/A | #N/A | #N/A | #N/A
TCL | 15W3E1-A | 15100 | Window | No | Yes | None | 11.8 | 2022-07-22 | 2022-07-25 | Yes | 20000 | 14000 | No Yes None 20000 14000 | 4 | #N/A | #N/A | #N/A | 11.8 | #N/A | #N/A | #N/A | #N/A | #N/A | #N/A | #N/A | #N/A | #N/A | #N/A | #N/A | #N/A | #N/A | #N/A
TCL | 15W9E1-A | 15100 | Window | No | Yes | None | 11.8 | 2022-07-11 | 2022-07-14 | No | 20000 | 14000 | No Yes None 20000 14000 | 4 | #N/A | #N/A | #N/A | 11.8 | #N/A | #N/A | #N/A | #N/A | #N/A | #N/A | #N/A | #N/A | #N/A | #N/A | #N/A | #N/A | #N/A | #N/A
TGM | MWEUT15AR | 15100 | Window | No | Yes | None | 11.8 | 2017-08-28 | 2017-08-31 | Yes | 20000 | 14000 | No Yes None 20000 14000 | 4 | #N/A | #N/A | #N/A | 11.8 | #N/A | #N/A | #N/A | #N/A | #N/A | #N/A | #N/A | #N/A | #N/A | #N/A | #N/A | #N/A | #N/A | #N/A
Toshiba | RAC-WK1511ESCRU | 15100 | Window | No | Yes | None | 11.8 | 2017-09-11 | 2017-09-11 | Yes | 20000 | 14000 | No Yes None 20000 14000 | 4 | #N/A | #N/A | #N/A | 11.8 | #N/A | #N/A | #N/A | #N/A | #N/A | #N/A | #N/A | #N/A | #N/A | #N/A | #N/A | #N/A | #N/A | #N/A
Toshiba | RAC-WK1512ESCRRC | 15100 | Window | No | Yes | None | 11.8 | 2019-05-01 | 2019-03-07 | No | 20000 | 14000 | No Yes None 20000 14000 | 4 | #N/A | #N/A | #N/A | 11.8 | #N/A | #N/A | #N/A | #N/A | #N/A | #N/A | #N/A | #N/A | #N/A | #N/A | #N/A | #N/A | #N/A | #N/A
Toshiba | RAC-WK1512ESCRRU | 15100 | Window | No | Yes | None | 11.8 | 2019-05-01 | 2019-03-07 | No | 20000 | 14000 | No Yes None 20000 14000 | 4 | #N/A | #N/A | #N/A | 11.8 | #N/A | #N/A | #N/A | #N/A | #N/A | #N/A | #N/A | #N/A | #N/A | #N/A | #N/A | #N/A | #N/A | #N/A
Toshiba | RAC-WK1513ESCWRU | 15100 | Window | No | Yes | None | 11.8 | 2019-10-01 | 2019-09-26 | No | 20000 | 14000 | No Yes None 20000 14000 | 4 | #N/A | #N/A | #N/A | 11.8 | #N/A | #N/A | #N/A | #N/A | #N/A | #N/A | #N/A | #N/A | #N/A | #N/A | #N/A | #N/A | #N/A | #N/A
Truett Plus | TRAC15KWM1 | 15100 | Window | No | Yes | None | 11.8 | 2019-11-15 | 2019-11-26 | Yes | 20000 | 14000 | No Yes None 20000 14000 | 4 | #N/A | #N/A | #N/A | 11.8 | #N/A | #N/A | #N/A | #N/A | #N/A | #N/A | #N/A | #N/A | #N/A | #N/A | #N/A | #N/A | #N/A | #N/A
Westpointe | MWEUK-15CRN1-BCK8 | 15100 | Window | No | Yes | None | 11.8 | 2016-03-01 | 2016-03-07 | Yes | 20000 | 14000 | No Yes None 20000 14000 | 4 | #N/A | #N/A | #N/A | 11.8 | #N/A | #N/A | #N/A | #N/A | #N/A | #N/A | #N/A | #N/A | #N/A | #N/A | #N/A | #N/A | #N/A | #N/A
Soleus Air | WM1-15E-** | 15400 | Window | No | Yes | None | 11.8 | 2017-01-20 | 2017-01-24 | Yes | 20000 | 14000 | No Yes None 20000 14000 | 4 | #N/A | #N/A | #N/A | 11.8 | #N/A | #N/A | #N/A | #N/A | #N/A | #N/A | #N/A | #N/A | #N/A | #N/A | #N/A | #N/A | #N/A | #N/A
LG | LW1816ER 208V | 17500 | Window | No | Yes | None | 11.8 | 2015-11-20 | 2015-11-25 | Yes | 20000 | 14000 | No Yes None 20000 14000 | 4 | #N/A | #N/A | #N/A | 11.8 | #N/A | #N/A | #N/A | #N/A | #N/A | #N/A | #N/A | #N/A | #N/A | #N/A | #N/A | #N/A | #N/A | #N/A
LG | LW1822ERSM_208V | 17500 | Window | No | Yes | None | 11.8 | 2021-12-16 | 2021-12-16 | No | 20000 | 14000 | No Yes None 20000 14000 | 4 | #N/A | #N/A | #N/A | 11.8 | #N/A | #N/A | #N/A | #N/A | #N/A | #N/A | #N/A | #N/A | #N/A | #N/A | #N/A | #N/A | #N/A | #N/A
Amana | AMAP182CW | 18000 | Window | No | Yes | None | 11.8 | 2021-12-01 | 2021-11-17 | Yes | 20000 | 14000 | No Yes None 20000 14000 | 4 | #N/A | #N/A | #N/A | 11.8 | #N/A | #N/A | #N/A | #N/A | #N/A | #N/A | #N/A | #N/A | #N/A | #N/A | #N/A | #N/A | #N/A | #N/A
amazonbasics | B07Y2B738L | 18000 | Window | No | Yes | None | 11.8 | 2019-10-31 | 2019-10-31 | Yes | 20000 | 14000 | No Yes None 20000 14000 | 4 | #N/A | #N/A | #N/A | 11.8 | #N/A | #N/A | #N/A | #N/A | #N/A | #N/A | #N/A | #N/A | #N/A | #N/A | #N/A | #N/A | #N/A | #N/A
Arctic King | AKW18CR72 | 18000 | Window | No | Yes | None | 11.8 | 2017-02-06 | 2017-02-06 | Yes | 20000 | 14000 | No Yes None 20000 14000 | 4 | #N/A | #N/A | #N/A | 11.8 | #N/A | #N/A | #N/A | #N/A | #N/A | #N/A | #N/A | #N/A | #N/A | #N/A | #N/A | #N/A | #N/A | #N/A
Arctic King | KAW18R2AWT | 18000 | Window | No | Yes | None | 11.8 | 2019-03-05 | 2019-03-06 | No | 20000 | 14000 | No Yes None 20000 14000 | 4 | #N/A | #N/A | #N/A | 11.8 | #N/A | #N/A | #N/A | #N/A | #N/A | #N/A | #N/A | #N/A | #N/A | #N/A | #N/A | #N/A | #N/A | #N/A
Arctic Wind | 1AW18000EA | 18000 | Window | No | Yes | None | 11.8 | 2021-03-30 | 2021-04-14 | Yes | 20000 | 14000 | No Yes None 20000 14000 | 4 | #N/A | #N/A | #N/A | 11.8 | #N/A | #N/A | #N/A | #N/A | #N/A | #N/A | #N/A | #N/A | #N/A | #N/A | #N/A | #N/A | #N/A | #N/A
Arctic Wind | 2AW18000EA | 18000 | Window | No | Yes | None | 11.8 | 2022-02-07 | 2022-02-10 | No | 20000 | 14000 | No Yes None 20000 14000 | 4 | #N/A | #N/A | #N/A | 11.8 | #N/A | #N/A | #N/A | #N/A | #N/A | #N/A | #N/A | #N/A | #N/A | #N/A | #N/A | #N/A | #N/A | #N/A
Breeze33 | BZ3318WAC2 | 18000 | Window | No | Yes | None | 11.8 | 2019-05-09 | 2019-05-13 | Yes | 20000 | 14000 | No Yes None 20000 14000 | 4 | #N/A | #N/A | #N/A | 11.8 | #N/A | #N/A | #N/A | #N/A | #N/A | #N/A | #N/A | #N/A | #N/A | #N/A | #N/A | #N/A | #N/A | #N/A
Breeze33 | BZ3318WAC2-G2 | 18000 | Window | No | Yes | None | 11.8 | 2021-12-06 | 2021-12-06 | No | 20000 | 14000 | No Yes None 20000 14000 | 4 | #N/A | #N/A | #N/A | 11.8 | #N/A | #N/A | #N/A | #N/A | #N/A | #N/A | #N/A | #N/A | #N/A | #N/A | #N/A | #N/A | #N/A | #N/A
Brothers Air conditioning | 102087 | 18000 | Window | No | Yes | None | 11.8 | 2017-08-23 | 2017-08-23 | Yes | 20000 | 14000 | No Yes None 20000 14000 | 4 | #N/A | #N/A | #N/A | 11.8 | #N/A | #N/A | #N/A | #N/A | #N/A | #N/A | #N/A | #N/A | #N/A | #N/A | #N/A | #N/A | #N/A | #N/A
Coast air | CEW183BS | 18000 | Window | No | Yes | None | 11.8 | 2019-07-10 | 2019-07-10 | Yes | 20000 | 14000 | No Yes None 20000 14000 | 4 | #N/A | #N/A | #N/A | 11.8 | #N/A | #N/A | #N/A | #N/A | #N/A | #N/A | #N/A | #N/A | #N/A | #N/A | #N/A | #N/A | #N/A | #N/A
Coast air | CEW183CS | 18000 | Window | No | Yes | None | 11.8 | 2020-11-30 | 2020-11-30 | No | 20000 | 14000 | No Yes None 20000 14000 | 4 | #N/A | #N/A | #N/A | 11.8 | #N/A | #N/A | #N/A | #N/A | #N/A | #N/A | #N/A | #N/A | #N/A | #N/A | #N/A | #N/A | #N/A | #N/A
Comfort Aire | RADS-183Q | 18000 | Window | No | Yes | None | 11.8 | 2020-11-30 | 2020-11-30 | Yes | 20000 | 14000 | No Yes None 20000 14000 | 4 | #N/A | #N/A | #N/A | 11.8 | #N/A | #N/A | #N/A | #N/A | #N/A | #N/A | #N/A | #N/A | #N/A | #N/A | #N/A | #N/A | #N/A | #N/A
Comfort Aire | RADS-183R | 18000 | Window | No | Yes | None | 11.8 | 2020-07-17 | 2020-07-17 | No | 20000 | 14000 | No Yes None 20000 14000 | 4 | #N/A | #N/A | #N/A | 11.8 | #N/A | #N/A | #N/A | #N/A | #N/A | #N/A | #N/A | #N/A | #N/A | #N/A | #N/A | #N/A | #N/A | #N/A
Comfort Aire | RADS-183S | 18000 | Window | No | Yes | None | 11.8 | 2020-11-30 | 2020-11-30 | No | 20000 | 14000 | No Yes None 20000 14000 | 4 | #N/A | #N/A | #N/A | 11.8 | #N/A | #N/A | #N/A | #N/A | #N/A | #N/A | #N/A | #N/A | #N/A | #N/A | #N/A | #N/A | #N/A | #N/A
Comfort-Aire | RADS-183P | 18000 | Window | No | Yes | None | 11.8 | 2015-12-01 | 2015-12-08 | No | 20000 | 14000 | No Yes None 20000 14000 | 4 | #N/A | #N/A | #N/A | 11.8 | #N/A | #N/A | #N/A | #N/A | #N/A | #N/A | #N/A | #N/A | #N/A | #N/A | #N/A | #N/A | #N/A | #N/A
Cool-living | CL-RAC18EWES | 18000 | Window | No | Yes | None | 11.8 | 2017-11-27 | 2017-11-27 | Yes | 20000 | 14000 | No Yes None 20000 14000 | 4 | #N/A | #N/A | #N/A | 11.8 | #N/A | #N/A | #N/A | #N/A | #N/A | #N/A | #N/A | #N/A | #N/A | #N/A | #N/A | #N/A | #N/A | #N/A
Cool-living | CL-RAC18EWES-22 | 18000 | Window | No | Yes | None | 11.8 | 2021-12-07 | 2021-12-16 | No | 20000 | 14000 | No Yes None 20000 14000 | 4 | #N/A | #N/A | #N/A | 11.8 | #N/A | #N/A | #N/A | #N/A | #N/A | #N/A | #N/A | #N/A | #N/A | #N/A | #N/A | #N/A | #N/A | #N/A
Crosley | CATS18A2 | 18000 | Window | No | Yes | None | 11.8 | 2018-01-15 | 2018-01-15 | Yes | 20000 | 14000 | No Yes None 20000 14000 | 4 | #N/A | #N/A | #N/A | 11.8 | #N/A | #N/A | #N/A | #N/A | #N/A | #N/A | #N/A | #N/A | #N/A | #N/A | #N/A | #N/A | #N/A | #N/A
Crosley | CATS18B2 | 18000 | Window | No | Yes | None | 11.8 | 2020-05-25 | 2020-05-26 | No | 20000 | 14000 | No Yes None 20000 14000 | 4 | #N/A | #N/A | #N/A | 11.8 | #N/A | #N/A | #N/A | #N/A | #N/A | #N/A | #N/A | #N/A | #N/A | #N/A | #N/A | #N/A | #N/A | #N/A
Danby | DAC180BBU* | 18000 | Window | No | Yes | None | 11.8 | 2016-12-01 | 2016-12-28 | Yes | 20000 | 14000 | No Yes None 20000 14000 | 4 | #N/A | #N/A | #N/A | 11.8 | #N/A | #N/A | #N/A | #N/A | #N/A | #N/A | #N/A | #N/A | #N/A | #N/A | #N/A | #N/A | #N/A | #N/A
Danby | DAC180EB2* | 18000 | Window | No | Yes | None | 11.8 | 2020-03-04 | 2020-03-05 | No | 20000 | 14000 | No Yes None 20000 14000 | 4 | #N/A | #N/A | #N/A | 11.8 | #N/A | #N/A | #N/A | #N/A | #N/A | #N/A | #N/A | #N/A | #N/A | #N/A | #N/A | #N/A | #N/A | #N/A
Danby | DAC180EB3WDB | 18000 | Window | No | Yes | None | 11.8 | 2020-12-18 | 2020-12-28 | No | 20000 | 14000 | No Yes None 20000 14000 | 4 | #N/A | #N/A | #N/A | 11.8 | #N/A | #N/A | #N/A | #N/A | #N/A | #N/A | #N/A | #N/A | #N/A | #N/A | #N/A | #N/A | #N/A | #N/A
DENALI AIRE | 1DAC18K | 18000 | Window | No | Yes | None | 11.8 | 2019-12-20 | 2019-12-16 | Yes | 20000 | 14000 | No Yes None 20000 14000 | 4 | #N/A | #N/A | #N/A | 11.8 | #N/A | #N/A | #N/A | #N/A | #N/A | #N/A | #N/A | #N/A | #N/A | #N/A | #N/A | #N/A | #N/A | #N/A
Emerson Quiet Kool | EBRC18RSE2H | 18000 | Window | No | Yes | None | 11.8 | 2021-08-18 | 2021-08-26 | Yes | 20000 | 14000 | No Yes None 20000 14000 | 4 | #N/A | #N/A | #N/A | 11.8 | #N/A | #N/A | #N/A | #N/A | #N/A | #N/A | #N/A | #N/A | #N/A | #N/A | #N/A | #N/A | #N/A | #N/A
Emerson Quiet Kool | E*RC18RE2 | 18000 | Window | No | Yes | None | 11.8 | 2017-03-27 | 2017-03-27 | No | 20000 | 14000 | No Yes None 20000 14000 | 4 | #N/A | #N/A | #N/A | 11.8 | #N/A | #N/A | #N/A | #N/A | #N/A | #N/A | #N/A | #N/A | #N/A | #N/A | #N/A | #N/A | #N/A | #N/A
Emerson Quiet Kool | E*RC18RSE2 | 18000 | Window | No | Yes | None | 11.8 | 2019-04-12 | 2019-04-12 | No | 20000 | 14000 | No Yes None 20000 14000 | 4 | #N/A | #N/A | #N/A | 11.8 | #N/A | #N/A | #N/A | #N/A | #N/A | #N/A | #N/A | #N/A | #N/A | #N/A | #N/A | #N/A | #N/A | #N/A
Friedrich | CCW18B30A | 18000 | Window | No | Yes | None | 11.8 | 2020-08-20 | 2020-08-25 | Yes | 20000 | 14000 | No Yes None 20000 14000 | 4 | #N/A | #N/A | #N/A | 11.8 | #N/A | #N/A | #N/A | #N/A | #N/A | #N/A | #N/A | #N/A | #N/A | #N/A | #N/A | #N/A | #N/A | #N/A
Frigidaire | FFRE1833U2E | 18000 | Window | No | Yes | None | 11.8 | 2017-11-15 | 2017-11-24 | Yes | 20000 | 14000 | No Yes None 20000 14000 | 4 | #N/A | #N/A | #N/A | 11.8 | #N/A | #N/A | #N/A | #N/A | #N/A | #N/A | #N/A | #N/A | #N/A | #N/A | #N/A | #N/A | #N/A | #N/A
Frigidaire | FHWC183WB2 | 18000 | Window | No | Yes | None | 11.8 | 2020-10-20 | 2020-10-23 | No | 20000 | 14000 | No Yes None 20000 14000 | 4 | #N/A | #N/A | #N/A | 11.8 | #N/A | #N/A | #N/A | #N/A | #N/A | #N/A | #N/A | #N/A | #N/A | #N/A | #N/A | #N/A | #N/A | #N/A
Frigidaire | FHWW183WC2 | 18000 | Window | No | Yes | None | 11.8 | 2020-10-20 | 2020-10-23 | No | 20000 | 14000 | No Yes None 20000 14000 | 4 | #N/A | #N/A | #N/A | 11.8 | #N/A | #N/A | #N/A | #N/A | #N/A | #N/A | #N/A | #N/A | #N/A | #N/A | #N/A | #N/A | #N/A | #N/A
Garrison | 2498538 | 18000 | Window | No | Yes | None | 11.8 | 2016-03-01 | 2016-03-10 | Yes | 20000 | 14000 | No Yes None 20000 14000 | 4 | #N/A | #N/A | #N/A | 11.8 | #N/A | #N/A | #N/A | #N/A | #N/A | #N/A | #N/A | #N/A | #N/A | #N/A | #N/A | #N/A | #N/A | #N/A
GE | AEL18DV*# | 18000 | Window | No | Yes | None | 11.8 | 2017-01-23 | 2017-01-25 | Yes | 20000 | 14000 | No Yes None 20000 14000 | 4 | #N/A | #N/A | #N/A | 11.8 | #N/A | #N/A | #N/A | #N/A | #N/A | #N/A | #N/A | #N/A | #N/A | #N/A | #N/A | #N/A | #N/A | #N/A
GE | AHH18DW*# | 18000 | Window | No | Yes | None | 11.8 | 2016-12-16 | 2017-01-01 | No | 20000 | 14000 | No Yes None 20000 14000 | 4 | #N/A | #N/A | #N/A | 11.8 | #N/A | #N/A | #N/A | #N/A | #N/A | #N/A | #N/A | #N/A | #N/A | #N/A | #N/A | #N/A | #N/A | #N/A
GREE | GJC18BY-D3NRNC5C | 18000 | Window | No | Yes | None | 11.8 | 2020-05-15 | 2020-05-12 | Yes | 20000 | 14000 | No Yes None 20000 14000 | 4 | #N/A | #N/A | #N/A | 11.8 | #N/A | #N/A | #N/A | #N/A | #N/A | #N/A | #N/A | #N/A | #N/A | #N/A | #N/A | #N/A | #N/A | #N/A
GREE | GWA18BTE | 18000 | Window | No | Yes | None | 11.8 | 2021-06-15 | 2021-06-18 | No | 20000 | 14000 | No Yes None 20000 14000 | 4 | #N/A | #N/A | #N/A | 11.8 | #N/A | #N/A | #N/A | #N/A | #N/A | #N/A | #N/A | #N/A | #N/A | #N/A | #N/A | #N/A | #N/A | #N/A
Haier | QHC18DX*# | 18000 | Window | No | Yes | None | 11.8 | 2018-01-01 | 2018-01-02 | Yes | 20000 | 14000 | No Yes None 20000 14000 | 4 | #N/A | #N/A | #N/A | 11.8 | #N/A | #N/A | #N/A | #N/A | #N/A | #N/A | #N/A | #N/A | #N/A | #N/A | #N/A | #N/A | #N/A | #N/A
Hisense | AW1821CW3W | 18000 | Window | No | Yes | None | 11.8 | 2021-08-18 | 2021-08-25 | Yes | 20000 | 14000 | No Yes None 20000 14000 | 4 | #N/A | #N/A | #N/A | 11.8 | #N/A | #N/A | #N/A | #N/A | #N/A | #N/A | #N/A | #N/A | #N/A | #N/A | #N/A | #N/A | #N/A | #N/A
Hisense | AW-18CW3RXGUE10 | 18000 | Window | No | Yes | None | 11.8 | 2021-08-18 | 2021-08-25 | No | 20000 | 14000 | No Yes None 20000 14000 | 4 | #N/A | #N/A | #N/A | 11.8 | #N/A | #N/A | #N/A | #N/A | #N/A | #N/A | #N/A | #N/A | #N/A | #N/A | #N/A | #N/A | #N/A | #N/A
Homepointe | MWEUK-18CRN1-MCK8 | 18000 | Window | No | Yes | None | 11.8 | 2019-11-29 | 2019-11-29 | Yes | 20000 | 14000 | No Yes None 20000 14000 | 4 | #N/A | #N/A | #N/A | 11.8 | #N/A | #N/A | #N/A | #N/A | #N/A | #N/A | #N/A | #N/A | #N/A | #N/A | #N/A | #N/A | #N/A | #N/A
Homepointe | MWJUK-18CRN8-MCK8 | 18000 | Window | No | Yes | None | 11.8 | 2020-10-20 | 2020-12-02 | No | 20000 | 14000 | No Yes None 20000 14000 | 4 | #N/A | #N/A | #N/A | 11.8 | #N/A | #N/A | #N/A | #N/A | #N/A | #N/A | #N/A | #N/A | #N/A | #N/A | #N/A | #N/A | #N/A | #N/A
IMPECCA | IWA18-KS30 | 18000 | Window | No | Yes | None | 11.8 | 2017-03-27 | 2019-05-31 | Yes | 20000 | 14000 | No Yes None 20000 14000 | 4 | #N/A | #N/A | #N/A | 11.8 | #N/A | #N/A | #N/A | #N/A | #N/A | #N/A | #N/A | #N/A | #N/A | #N/A | #N/A | #N/A | #N/A | #N/A
KANIONco | KW-18R32CS | 18000 | Window | No | Yes | None | 11.8 | 2021-04-21 | 2021-04-21 | Yes | 20000 | 14000 | No Yes None 20000 14000 | 4 | #N/A | #N/A | #N/A | 11.8 | #N/A | #N/A | #N/A | #N/A | #N/A | #N/A | #N/A | #N/A | #N/A | #N/A | #N/A | #N/A | #N/A | #N/A
Keystone | KSTAW18C | 18000 | Window | No | Yes | None | 11.8 | 2018-12-27 | 2018-12-28 | Yes | 20000 | 14000 | No Yes None 20000 14000 | 4 | #N/A | #N/A | #N/A | 11.8 | #N/A | #N/A | #N/A | #N/A | #N/A | #N/A | #N/A | #N/A | #N/A | #N/A | #N/A | #N/A | #N/A | #N/A
Keystone | KSTAW18C | 18000 | Window | No | Yes | None | 11.8 | 2021-04-12 | 2021-04-12 | No | 20000 | 14000 | No Yes None 20000 14000 | 4 | #N/A | #N/A | #N/A | 11.8 | #N/A | #N/A | #N/A | #N/A | #N/A | #N/A | #N/A | #N/A | #N/A | #N/A | #N/A | #N/A | #N/A | #N/A
Kinghome | KHW18BTE | 18000 | Window | No | Yes | None | 11.8 | 2021-01-15 | 2021-01-13 | Yes | 20000 | 14000 | No Yes None 20000 14000 | 4 | #N/A | #N/A | #N/A | 11.8 | #N/A | #N/A | #N/A | #N/A | #N/A | #N/A | #N/A | #N/A | #N/A | #N/A | #N/A | #N/A | #N/A | #N/A
Koldfront | WAC18002WCO | 18000 | Window | No | Yes | None | 11.8 | 2020-01-07 | 2020-01-17 | Yes | 20000 | 14000 | No Yes None 20000 14000 | 4 | #N/A | #N/A | #N/A | 11.8 | #N/A | #N/A | #N/A | #N/A | #N/A | #N/A | #N/A | #N/A | #N/A | #N/A | #N/A | #N/A | #N/A | #N/A
Koolking | MWECK-18CRN1-MCK8 | 18000 | Window | No | Yes | None | 11.8 | 2015-12-15 | 2015-12-23 | Yes | 20000 | 14000 | No Yes None 20000 14000 | 4 | #N/A | #N/A | #N/A | 11.8 | #N/A | #N/A | #N/A | #N/A | #N/A | #N/A | #N/A | #N/A | #N/A | #N/A | #N/A | #N/A | #N/A | #N/A
Koolking | MWECK-18CRN1-MCK8 | 18000 | Window | No | Yes | None | 11.8 | 2021-03-02 | 2021-03-02 | No | 20000 | 14000 | No Yes None 20000 14000 | 4 | #N/A | #N/A | #N/A | 11.8 | #N/A | #N/A | #N/A | #N/A | #N/A | #N/A | #N/A | #N/A | #N/A | #N/A | #N/A | #N/A | #N/A | #N/A
Koolking | MWJUK-18CRN8-MCK8 | 18000 | Window | No | Yes | None | 11.8 | 2020-10-20 | 2020-12-02 | No | 20000 | 14000 | No Yes None 20000 14000 | 4 | #N/A | #N/A | #N/A | 11.8 | #N/A | #N/A | #N/A | #N/A | #N/A | #N/A | #N/A | #N/A | #N/A | #N/A | #N/A | #N/A | #N/A | #N/A
LG | LW1816ER 230V | 18000 | Window | No | Yes | None | 11.8 | 2015-11-20 | 2015-11-25 | Yes | 20000 | 14000 | No Yes None 20000 14000 | 4 | #N/A | #N/A | #N/A | 11.8 | #N/A | #N/A | #N/A | #N/A | #N/A | #N/A | #N/A | #N/A | #N/A | #N/A | #N/A | #N/A | #N/A | #N/A
LG | LW1821ERSM(208V) | 18000 | Window | No | Yes | None | 11.8 | 2021-02-19 | 2021-02-22 | No | 20000 | 14000 | No Yes None 20000 14000 | 4 | #N/A | #N/A | #N/A | 11.8 | #N/A | #N/A | #N/A | #N/A | #N/A | #N/A | #N/A | #N/A | #N/A | #N/A | #N/A | #N/A | #N/A | #N/A
LG | LW1821ERSM(230V) | 18000 | Window | No | Yes | None | 11.8 | 2021-02-19 | 2021-02-22 | No | 20000 | 14000 | No Yes None 20000 14000 | 4 | #N/A | #N/A | #N/A | 11.8 | #N/A | #N/A | #N/A | #N/A | #N/A | #N/A | #N/A | #N/A | #N/A | #N/A | #N/A | #N/A | #N/A | #N/A
LG | LW1822ERSM_230V | 18000 | Window | No | Yes | None | 11.8 | 2021-12-16 | 2021-12-16 | No | 20000 | 14000 | No Yes None 20000 14000 | 4 | #N/A | #N/A | #N/A | 11.8 | #N/A | #N/A | #N/A | #N/A | #N/A | #N/A | #N/A | #N/A | #N/A | #N/A | #N/A | #N/A | #N/A | #N/A
Midea | MAW18R2BWT | 18000 | Window | No | Yes | None | 11.8 | 2019-03-05 | 2019-03-06 | Yes | 20000 | 14000 | No Yes None 20000 14000 | 4 | #N/A | #N/A | #N/A | 11.8 | #N/A | #N/A | #N/A | #N/A | #N/A | #N/A | #N/A | #N/A | #N/A | #N/A | #N/A | #N/A | #N/A | #N/A
Midea | MAW18S2WWT | 18000 | Window | No | Yes | None | 11.8 | 2020-11-07 | 2020-10-29 | No | 20000 | 14000 | No Yes None 20000 14000 | 4 | #N/A | #N/A | #N/A | 11.8 | #N/A | #N/A | #N/A | #N/A | #N/A | #N/A | #N/A | #N/A | #N/A | #N/A | #N/A | #N/A | #N/A | #N/A
Midea | MWA18CR72 | 18000 | Window | No | Yes | None | 11.8 | 2018-01-15 | 2018-01-30 | No | 20000 | 14000 | No Yes None 20000 14000 | 4 | #N/A | #N/A | #N/A | 11.8 | #N/A | #N/A | #N/A | #N/A | #N/A | #N/A | #N/A | #N/A | #N/A | #N/A | #N/A | #N/A | #N/A | #N/A
Midea | MWJUK-18CRN8-MCK8 | 18000 | Window | No | Yes | None | 11.8 | 2020-10-20 | 2020-07-14 | No | 20000 | 14000 | No Yes None 20000 14000 | 4 | #N/A | #N/A | #N/A | 11.8 | #N/A | #N/A | #N/A | #N/A | #N/A | #N/A | #N/A | #N/A | #N/A | #N/A | #N/A | #N/A | #N/A | #N/A
Perfect aire | 5PAC18000 | 18000 | Window | No | Yes | None | 11.8 | 2021-04-21 | 2021-04-21 | Yes | 20000 | 14000 | No Yes None 20000 14000 | 4 | #N/A | #N/A | #N/A | 11.8 | #N/A | #N/A | #N/A | #N/A | #N/A | #N/A | #N/A | #N/A | #N/A | #N/A | #N/A | #N/A | #N/A | #N/A
Rowa | RWAC-18CRA2//K8U(ES) | 18000 | Window | No | Yes | None | 11.8 | 2017-06-02 | 2017-06-02 | Yes | 20000 | 14000 | No Yes None 20000 14000 | 4 | #N/A | #N/A | #N/A | 11.8 | #N/A | #N/A | #N/A | #N/A | #N/A | #N/A | #N/A | #N/A | #N/A | #N/A | #N/A | #N/A | #N/A | #N/A
Seasons | SW18R2 | 18000 | Window | No | Yes | None | 11.8 | 2021-08-31 | 2021-08-31 | Yes | 20000 | 14000 | No Yes None 20000 14000 | 4 | #N/A | #N/A | #N/A | 11.8 | #N/A | #N/A | #N/A | #N/A | #N/A | #N/A | #N/A | #N/A | #N/A | #N/A | #N/A | #N/A | #N/A | #N/A
TCL | KC-52/YXRD(E/6)(00966) | 18000 | Window | No | Yes | None | 11.8 | 2021-12-01 | 2021-11-17 | Yes | 20000 | 14000 | No Yes None 20000 14000 | 4 | #N/A | #N/A | #N/A | 11.8 | #N/A | #N/A | #N/A | #N/A | #N/A | #N/A | #N/A | #N/A | #N/A | #N/A | #N/A | #N/A | #N/A | #N/A
TCL | TWAC-18CRA2/K8U(ES) | 18000 | Window | No | Yes | None | 11.8 | 2016-10-30 | 2016-10-31 | No | 20000 | 14000 | No Yes None 20000 14000 | 4 | #N/A | #N/A | #N/A | 11.8 | #N/A | #N/A | #N/A | #N/A | #N/A | #N/A | #N/A | #N/A | #N/A | #N/A | #N/A | #N/A | #N/A | #N/A
TGM | MWEUT18BR | 18000 | Window | No | Yes | None | 11.8 | 2017-08-28 | 2017-08-31 | Yes | 20000 | 14000 | No Yes None 20000 14000 | 4 | #N/A | #N/A | #N/A | 11.8 | #N/A | #N/A | #N/A | #N/A | #N/A | #N/A | #N/A | #N/A | #N/A | #N/A | #N/A | #N/A | #N/A | #N/A
Toshiba | RAC-WK1821ESCRU | 18000 | Window | No | Yes | None | 11.8 | 2017-09-11 | 2017-09-11 | Yes | 20000 | 14000 | No Yes None 20000 14000 | 4 | #N/A | #N/A | #N/A | 11.8 | #N/A | #N/A | #N/A | #N/A | #N/A | #N/A | #N/A | #N/A | #N/A | #N/A | #N/A | #N/A | #N/A | #N/A
Toshiba | RAC-WK1822ESCWU | 18000 | Window | No | Yes | None | 11.8 | 2019-09-25 | 2019-09-26 | No | 20000 | 14000 | No Yes None 20000 14000 | 4 | #N/A | #N/A | #N/A | 11.8 | #N/A | #N/A | #N/A | #N/A | #N/A | #N/A | #N/A | #N/A | #N/A | #N/A | #N/A | #N/A | #N/A | #N/A
Toshiba | RAC-WK1823ESCWRU | 18000 | Window | No | Yes | None | 11.8 | 2021-09-18 | 2021-09-18 | No | 20000 | 14000 | No Yes None 20000 14000 | 4 | #N/A | #N/A | #N/A | 11.8 | #N/A | #N/A | #N/A | #N/A | #N/A | #N/A | #N/A | #N/A | #N/A | #N/A | #N/A | #N/A | #N/A | #N/A
Westpointe | MWEUK-18CRN1-MCK8 | 18000 | Window | No | Yes | None | 11.8 | 2016-03-01 | 2016-03-07 | Yes | 20000 | 14000 | No Yes None 20000 14000 | 4 | #N/A | #N/A | #N/A | 11.8 | #N/A | #N/A | #N/A | #N/A | #N/A | #N/A | #N/A | #N/A | #N/A | #N/A | #N/A | #N/A | #N/A | #N/A
Whirlpool | WHAW182BW | 18000 | Window | No | Yes | None | 11.8 | 2016-12-18 | 2016-12-16 | Yes | 20000 | 14000 | No Yes None 20000 14000 | 4 | #N/A | #N/A | #N/A | 11.8 | #N/A | #N/A | #N/A | #N/A | #N/A | #N/A | #N/A | #N/A | #N/A | #N/A | #N/A | #N/A | #N/A | #N/A
Whirlpool | WHAW182CW | 18000 | Window | No | Yes | None | 11.8 | 2021-12-01 | 2021-11-17 | No | 20000 | 14000 | No Yes None 20000 14000 | 4 | #N/A | #N/A | #N/A | 11.8 | #N/A | #N/A | #N/A | #N/A | #N/A | #N/A | #N/A | #N/A | #N/A | #N/A | #N/A | #N/A | #N/A | #N/A
Soleus Air | WM1-18E-** | 18300 | Window | No | Yes | None | 11.8 | 2017-01-20 | 2017-01-24 | Yes | 20000 | 14000 | No Yes None 20000 14000 | 4 | #N/A | #N/A | #N/A | 11.8 | #N/A | #N/A | #N/A | #N/A | #N/A | #N/A | #N/A | #N/A | #N/A | #N/A | #N/A | #N/A | #N/A | #N/A
Breeze33 | BZ3315WAC1 | 15100 | Window | No | Yes | None | 12 | 2019-05-01 | 2019-03-07 | Yes | 20000 | 14000 | No Yes None 20000 14000 | 4 | #N/A | #N/A | #N/A | 12 | #N/A | #N/A | #N/A | #N/A | #N/A | #N/A | #N/A | #N/A | #N/A | #N/A | #N/A | #N/A | #N/A | #N/A
Keystone | KSTAW15CE | 15100 | Window | No | Yes | None | 12.1 | 2019-05-01 | 2019-03-07 | Yes | 20000 | 14000 | No Yes None 20000 14000 | 4 | #N/A | #N/A | #N/A | 12.1 | #N/A | #N/A | #N/A | #N/A | #N/A | #N/A | #N/A | #N/A | #N/A | #N/A | #N/A | #N/A | #N/A | #N/A
LG | LW1517IVSM | 14000 | Window | No | Yes | None | 14.7 | 2018-02-20 | 2018-05-16 | Yes | 20000 | 14000 | No Yes None 20000 14000 | 4 | #N/A | #N/A | #N/A | 14.7 | #N/A | #N/A | #N/A | #N/A | #N/A | #N/A | #N/A | #N/A | #N/A | #N/A | #N/A | #N/A | #N/A | #N/A
LG | LW1517IVSM | 14000 | Window | No | Yes | None | 14.7 | 2018-02-20 | 2018-11-13 | No | 20000 | 14000 | No Yes None 20000 14000 | 4 | #N/A | #N/A | #N/A | 14.7 | #N/A | #N/A | #N/A | #N/A | #N/A | #N/A | #N/A | #N/A | #N/A | #N/A | #N/A | #N/A | #N/A | #N/A
LG | LW1522IVSM | 14000 | Window | No | Yes | None | 14.7 | 2021-11-01 | 2021-10-21 | No | 20000 | 14000 | No Yes None 20000 14000 | 4 | #N/A | #N/A | #N/A | 14.7 | #N/A | #N/A | #N/A | #N/A | #N/A | #N/A | #N/A | #N/A | #N/A | #N/A | #N/A | #N/A | #N/A | #N/A
LG | LW1817IVSM | 18000 | Window | No | Yes | None | 14.7 | 2018-02-20 | 2018-05-16 | Yes | 20000 | 14000 | No Yes None 20000 14000 | 4 | #N/A | #N/A | #N/A | 14.7 | #N/A | #N/A | #N/A | #N/A | #N/A | #N/A | #N/A | #N/A | #N/A | #N/A | #N/A | #N/A | #N/A | #N/A
LG | LW1817IVSM | 18000 | Window | No | Yes | None | 14.7 | 2018-02-20 | 2018-11-13 | No | 20000 | 14000 | No Yes None 20000 14000 | 4 | #N/A | #N/A | #N/A | 14.7 | #N/A | #N/A | #N/A | #N/A | #N/A | #N/A | #N/A | #N/A | #N/A | #N/A | #N/A | #N/A | #N/A | #N/A
LG | LW1822IVSM | 18000 | Window | No | Yes | None | 14.7 | 2021-10-15 | 2021-09-30 | No | 20000 | 14000 | No Yes None 20000 14000 | 4 | #N/A | #N/A | #N/A | 14.7 | #N/A | #N/A | #N/A | #N/A | #N/A | #N/A | #N/A | #N/A | #N/A | #N/A | #N/A | #N/A | #N/A | #N/A
Hisense | AW1422TW1W | 14000 | Window | No | Yes | None | 15 | 2021-11-03 | 2021-11-10 | Yes | 20000 | 14000 | No Yes None 20000 14000 | 4 | #N/A | #N/A | #N/A | 15 | #N/A | #N/A | #N/A | #N/A | #N/A | #N/A | #N/A | #N/A | #N/A | #N/A | #N/A | #N/A | #N/A | #N/A
Hisense | AW1823TW3W | 18000 | Window | No | Yes | None | 15 | 2022-08-09 | 2022-08-17 | Yes | 20000 | 14000 | No Yes None 20000 14000 | 4 | #N/A | #N/A | #N/A | 15 | #N/A | #N/A | #N/A | #N/A | #N/A | #N/A | #N/A | #N/A | #N/A | #N/A | #N/A | #N/A | #N/A | #N/A
Friedrich | KCM18A30A | 20000 | Window | No | Yes | None | 10.3 | 2019-03-15 | 2019-03-22 | Yes | 28000 | 20000 | No Yes None 28000 20000 | 5a | #N/A | #N/A | #N/A | #N/A | 10.3 | #N/A | #N/A | #N/A | #N/A | #N/A | #N/A | #N/A | #N/A | #N/A | #N/A | #N/A | #N/A | #N/A
Friedrich | KCM21A30A | 21500 | Window | No | Yes | None | 10.3 | 2019-03-15 | 2019-03-22 | Yes | 28000 | 20000 | No Yes None 28000 20000 | 5a | #N/A | #N/A | #N/A | #N/A | 10.3 | #N/A | #N/A | #N/A | #N/A | #N/A | #N/A | #N/A | #N/A | #N/A | #N/A | #N/A | #N/A | #N/A
Frigidaire | FFRE2233U2E | 22000 | Window | No | Yes | None | 10.3 | 2017-11-15 | 2017-11-24 | Yes | 28000 | 20000 | No Yes None 28000 20000 | 5a | #N/A | #N/A | #N/A | #N/A | 10.3 | #N/A | #N/A | #N/A | #N/A | #N/A | #N/A | #N/A | #N/A | #N/A | #N/A | #N/A | #N/A | #N/A
Friedrich | KCL24A30B | 23000 | Window | No | Yes | None | 10.3 | 2020-11-01 | 2020-11-18 | Yes | 28000 | 20000 | No Yes None 28000 20000 | 5a | #N/A | #N/A | #N/A | #N/A | 10.3 | #N/A | #N/A | #N/A | #N/A | #N/A | #N/A | #N/A | #N/A | #N/A | #N/A | #N/A | #N/A | #N/A
GE | AHH24DW*# | 23500 | Window | No | Yes | None | 10.3 | 2016-12-16 | 2017-01-01 | Yes | 28000 | 20000 | No Yes None 28000 20000 | 5a | #N/A | #N/A | #N/A | #N/A | 10.3 | #N/A | #N/A | #N/A | #N/A | #N/A | #N/A | #N/A | #N/A | #N/A | #N/A | #N/A | #N/A | #N/A
GE | AHH24DZ*# | 23500 | Window | No | Yes | None | 10.3 | 2019-12-10 | 2017-12-25 | No | 28000 | 20000 | No Yes None 28000 20000 | 5a | #N/A | #N/A | #N/A | #N/A | 10.3 | #N/A | #N/A | #N/A | #N/A | #N/A | #N/A | #N/A | #N/A | #N/A | #N/A | #N/A | #N/A | #N/A
Haier | QHC24DX*# | 23500 | Window | No | Yes | None | 10.3 | 2018-01-01 | 2017-12-25 | Yes | 28000 | 20000 | No Yes None 28000 20000 | 5a | #N/A | #N/A | #N/A | #N/A | 10.3 | #N/A | #N/A | #N/A | #N/A | #N/A | #N/A | #N/A | #N/A | #N/A | #N/A | #N/A | #N/A | #N/A
Amana | AMAP242BWE | 24000 | Window | No | Yes | None | 10.3 | 2020-10-28 | 2020-10-29 | Yes | 28000 | 20000 | No Yes None 28000 20000 | 5a | #N/A | #N/A | #N/A | #N/A | 10.3 | #N/A | #N/A | #N/A | #N/A | #N/A | #N/A | #N/A | #N/A | #N/A | #N/A | #N/A | #N/A | #N/A
Arctic Wind | 1AW24000EA | 24000 | Window | No | Yes | None | 10.3 | 2021-03-30 | 2021-04-14 | Yes | 28000 | 20000 | No Yes None 28000 20000 | 5a | #N/A | #N/A | #N/A | #N/A | 10.3 | #N/A | #N/A | #N/A | #N/A | #N/A | #N/A | #N/A | #N/A | #N/A | #N/A | #N/A | #N/A | #N/A
Cool-living | CL-RAC24EWES | 24000 | Window | No | Yes | None | 10.3 | 2017-11-27 | 2017-11-27 | Yes | 28000 | 20000 | No Yes None 28000 20000 | 5a | #N/A | #N/A | #N/A | #N/A | 10.3 | #N/A | #N/A | #N/A | #N/A | #N/A | #N/A | #N/A | #N/A | #N/A | #N/A | #N/A | #N/A | #N/A
Crosley | CATS24A2 | 24000 | Window | No | Yes | None | 10.3 | 2018-01-15 | 2018-01-15 | Yes | 28000 | 20000 | No Yes None 28000 20000 | 5a | #N/A | #N/A | #N/A | #N/A | 10.3 | #N/A | #N/A | #N/A | #N/A | #N/A | #N/A | #N/A | #N/A | #N/A | #N/A | #N/A | #N/A | #N/A
Crosley | CATS24B2 | 24000 | Window | No | Yes | None | 10.3 | 2020-05-25 | 2020-05-26 | No | 28000 | 20000 | No Yes None 28000 20000 | 5a | #N/A | #N/A | #N/A | #N/A | 10.3 | #N/A | #N/A | #N/A | #N/A | #N/A | #N/A | #N/A | #N/A | #N/A | #N/A | #N/A | #N/A | #N/A
DENALI AIRE | 1DAC24K | 24000 | Window | No | Yes | None | 10.3 | 2019-12-20 | 2019-12-16 | Yes | 28000 | 20000 | No Yes None 28000 20000 | 5a | #N/A | #N/A | #N/A | #N/A | 10.3 | #N/A | #N/A | #N/A | #N/A | #N/A | #N/A | #N/A | #N/A | #N/A | #N/A | #N/A | #N/A | #N/A
Emerson Quiet Kool | E*RC24RE2 | 24000 | Window | No | Yes | None | 10.3 | 2017-03-27 | 2017-03-27 | Yes | 28000 | 20000 | No Yes None 28000 20000 | 5a | #N/A | #N/A | #N/A | #N/A | 10.3 | #N/A | #N/A | #N/A | #N/A | #N/A | #N/A | #N/A | #N/A | #N/A | #N/A | #N/A | #N/A | #N/A
Friedrich | CCW24B30A | 24000 | Window | No | Yes | None | 10.3 | 2020-08-20 | 2020-08-25 | Yes | 28000 | 20000 | No Yes None 28000 20000 | 5a | #N/A | #N/A | #N/A | #N/A | 10.3 | #N/A | #N/A | #N/A | #N/A | #N/A | #N/A | #N/A | #N/A | #N/A | #N/A | #N/A | #N/A | #N/A
Friedrich | KCL24A30A | 24000 | Window | No | Yes | None | 10.3 | 2019-03-15 | 2019-03-22 | No | 28000 | 20000 | No Yes None 28000 20000 | 5a | #N/A | #N/A | #N/A | #N/A | 10.3 | #N/A | #N/A | #N/A | #N/A | #N/A | #N/A | #N/A | #N/A | #N/A | #N/A | #N/A | #N/A | #N/A
GE | AEH24DX*# | 24000 | Window | No | Yes | None | 10.3 | 2017-01-23 | 2017-01-26 | Yes | 28000 | 20000 | No Yes None 28000 20000 | 5a | #N/A | #N/A | #N/A | #N/A | 10.3 | #N/A | #N/A | #N/A | #N/A | #N/A | #N/A | #N/A | #N/A | #N/A | #N/A | #N/A | #N/A | #N/A
LG | LW2516ER 208V | 24000 | Window | No | Yes | None | 10.3 | 2015-11-20 | 2015-11-25 | Yes | 28000 | 20000 | No Yes None 28000 20000 | 5a | #N/A | #N/A | #N/A | #N/A | 10.3 | #N/A | #N/A | #N/A | #N/A | #N/A | #N/A | #N/A | #N/A | #N/A | #N/A | #N/A | #N/A | #N/A
LG | LW2522ERSM_208V | 24000 | Window | No | Yes | None | 10.3 | 2021-12-16 | 2021-12-16 | No | 28000 | 20000 | No Yes None 28000 20000 | 5a | #N/A | #N/A | #N/A | #N/A | 10.3 | #N/A | #N/A | #N/A | #N/A | #N/A | #N/A | #N/A | #N/A | #N/A | #N/A | #N/A | #N/A | #N/A
Whirlpool | WHAW242BW | 24000 | Window | No | Yes | None | 10.3 | 2016-12-18 | 2016-12-16 | Yes | 28000 | 20000 | No Yes None 28000 20000 | 5a | #N/A | #N/A | #N/A | #N/A | 10.3 | #N/A | #N/A | #N/A | #N/A | #N/A | #N/A | #N/A | #N/A | #N/A | #N/A | #N/A | #N/A | #N/A
LG | LW2516ER 230V | 24500 | Window | No | Yes | None | 10.3 | 2015-11-20 | 2015-11-25 | Yes | 28000 | 20000 | No Yes None 28000 20000 | 5a | #N/A | #N/A | #N/A | #N/A | 10.3 | #N/A | #N/A | #N/A | #N/A | #N/A | #N/A | #N/A | #N/A | #N/A | #N/A | #N/A | #N/A | #N/A
LG | LW2522ERSM_230V | 24500 | Window | No | Yes | None | 10.3 | 2021-12-16 | 2021-12-16 | No | 28000 | 20000 | No Yes None 28000 20000 | 5a | #N/A | #N/A | #N/A | #N/A | 10.3 | #N/A | #N/A | #N/A | #N/A | #N/A | #N/A | #N/A | #N/A | #N/A | #N/A | #N/A | #N/A | #N/A
Amana | AMAP242CW | 24700 | Window | No | Yes | None | 10.3 | 2021-12-01 | 2021-11-17 | Yes | 28000 | 20000 | No Yes None 28000 20000 | 5a | #N/A | #N/A | #N/A | #N/A | 10.3 | #N/A | #N/A | #N/A | #N/A | #N/A | #N/A | #N/A | #N/A | #N/A | #N/A | #N/A | #N/A | #N/A
Arctic Wind | 2AW24000EA | 24700 | Window | No | Yes | None | 10.3 | 2022-02-07 | 2022-02-10 | Yes | 28000 | 20000 | No Yes None 28000 20000 | 5a | #N/A | #N/A | #N/A | #N/A | 10.3 | #N/A | #N/A | #N/A | #N/A | #N/A | #N/A | #N/A | #N/A | #N/A | #N/A | #N/A | #N/A | #N/A
Cool-living | CL-RAC24EWES-22 | 24700 | Window | No | Yes | None | 10.3 | 2021-12-07 | 2021-12-16 | Yes | 28000 | 20000 | No Yes None 28000 20000 | 5a | #N/A | #N/A | #N/A | #N/A | 10.3 | #N/A | #N/A | #N/A | #N/A | #N/A | #N/A | #N/A | #N/A | #N/A | #N/A | #N/A | #N/A | #N/A
HEMA | DS-24WAC | 24700 | Window | No | Yes | None | 10.3 | 2022-05-11 | 2022-05-12 | Yes | 28000 | 20000 | No Yes None 28000 20000 | 5a | #N/A | #N/A | #N/A | #N/A | 10.3 | #N/A | #N/A | #N/A | #N/A | #N/A | #N/A | #N/A | #N/A | #N/A | #N/A | #N/A | #N/A | #N/A
Soleus Air | WM1-24E-** | 24700 | Window | No | Yes | None | 10.3 | 2017-01-20 | 2017-01-24 | Yes | 28000 | 20000 | No Yes None 28000 20000 | 5a | #N/A | #N/A | #N/A | #N/A | 10.3 | #N/A | #N/A | #N/A | #N/A | #N/A | #N/A | #N/A | #N/A | #N/A | #N/A | #N/A | #N/A | #N/A
TCL | KC-70/YXRD(E/6)(00967) | 24700 | Window | No | Yes | None | 10.3 | 2021-12-01 | 2021-11-17 | Yes | 28000 | 20000 | No Yes None 28000 20000 | 5a | #N/A | #N/A | #N/A | #N/A | 10.3 | #N/A | #N/A | #N/A | #N/A | #N/A | #N/A | #N/A | #N/A | #N/A | #N/A | #N/A | #N/A | #N/A
Whirlpool | WHAW242CW | 24700 | Window | No | Yes | None | 10.3 | 2021-12-01 | 2021-11-17 | Yes | 28000 | 20000 | No Yes None 28000 20000 | 5a | #N/A | #N/A | #N/A | #N/A | 10.3 | #N/A | #N/A | #N/A | #N/A | #N/A | #N/A | #N/A | #N/A | #N/A | #N/A | #N/A | #N/A | #N/A
amazonbasics | B07Y2BTPJ3 | 25000 | Window | No | Yes | None | 10.3 | 2019-10-31 | 2019-10-31 | Yes | 28000 | 20000 | No Yes None 28000 20000 | 5a | #N/A | #N/A | #N/A | #N/A | 10.3 | #N/A | #N/A | #N/A | #N/A | #N/A | #N/A | #N/A | #N/A | #N/A | #N/A | #N/A | #N/A | #N/A
Arctic King | AKW25CR72E | 25000 | Window | No | Yes | None | 10.3 | 2017-03-31 | 2017-03-31 | Yes | 28000 | 20000 | No Yes None 28000 20000 | 5a | #N/A | #N/A | #N/A | #N/A | 10.3 | #N/A | #N/A | #N/A | #N/A | #N/A | #N/A | #N/A | #N/A | #N/A | #N/A | #N/A | #N/A | #N/A
Arctic King | KAW25R2AWT | 25000 | Window | No | Yes | None | 10.3 | 2019-03-05 | 2019-03-06 | No | 28000 | 20000 | No Yes None 28000 20000 | 5a | #N/A | #N/A | #N/A | #N/A | 10.3 | #N/A | #N/A | #N/A | #N/A | #N/A | #N/A | #N/A | #N/A | #N/A | #N/A | #N/A | #N/A | #N/A
Breeze33 | BZ3325WAC2 | 25000 | Window | No | Yes | None | 10.3 | 2019-05-09 | 2019-05-13 | Yes | 28000 | 20000 | No Yes None 28000 20000 | 5a | #N/A | #N/A | #N/A | #N/A | 10.3 | #N/A | #N/A | #N/A | #N/A | #N/A | #N/A | #N/A | #N/A | #N/A | #N/A | #N/A | #N/A | #N/A
Breeze33 | BZ3325WAC2-G2 | 25000 | Window | No | Yes | None | 10.3 | 2021-12-06 | 2021-12-06 | No | 28000 | 20000 | No Yes None 28000 20000 | 5a | #N/A | #N/A | #N/A | #N/A | 10.3 | #N/A | #N/A | #N/A | #N/A | #N/A | #N/A | #N/A | #N/A | #N/A | #N/A | #N/A | #N/A | #N/A
Coast air | CEW243BS | 25000 | Window | No | Yes | None | 10.3 | 2019-07-10 | 2019-07-10 | Yes | 28000 | 20000 | No Yes None 28000 20000 | 5a | #N/A | #N/A | #N/A | #N/A | 10.3 | #N/A | #N/A | #N/A | #N/A | #N/A | #N/A | #N/A | #N/A | #N/A | #N/A | #N/A | #N/A | #N/A
Coast air | CEW243CS | 25000 | Window | No | Yes | None | 10.3 | 2020-11-30 | 2020-11-30 | No | 28000 | 20000 | No Yes None 28000 20000 | 5a | #N/A | #N/A | #N/A | #N/A | 10.3 | #N/A | #N/A | #N/A | #N/A | #N/A | #N/A | #N/A | #N/A | #N/A | #N/A | #N/A | #N/A | #N/A
Comfort Aire | RADS-253Q | 25000 | Window | No | Yes | None | 10.3 | 2020-11-30 | 2020-11-30 | Yes | 28000 | 20000 | No Yes None 28000 20000 | 5a | #N/A | #N/A | #N/A | #N/A | 10.3 | #N/A | #N/A | #N/A | #N/A | #N/A | #N/A | #N/A | #N/A | #N/A | #N/A | #N/A | #N/A | #N/A
Comfort Aire | RADS-253R | 25000 | Window | No | Yes | None | 10.3 | 2020-07-17 | 2020-07-17 | No | 28000 | 20000 | No Yes None 28000 20000 | 5a | #N/A | #N/A | #N/A | #N/A | 10.3 | #N/A | #N/A | #N/A | #N/A | #N/A | #N/A | #N/A | #N/A | #N/A | #N/A | #N/A | #N/A | #N/A
Comfort Aire | RADS-253S | 25000 | Window | No | Yes | None | 10.3 | 2020-11-30 | 2020-11-30 | No | 28000 | 20000 | No Yes None 28000 20000 | 5a | #N/A | #N/A | #N/A | #N/A | 10.3 | #N/A | #N/A | #N/A | #N/A | #N/A | #N/A | #N/A | #N/A | #N/A | #N/A | #N/A | #N/A | #N/A
Comfort-Aire | RADS-253P | 25000 | Window | No | Yes | None | 10.3 | 2015-12-01 | 2015-12-08 | No | 28000 | 20000 | No Yes None 28000 20000 | 5a | #N/A | #N/A | #N/A | #N/A | 10.3 | #N/A | #N/A | #N/A | #N/A | #N/A | #N/A | #N/A | #N/A | #N/A | #N/A | #N/A | #N/A | #N/A
Danby | DAC250BBU* | 25000 | Window | No | Yes | None | 10.3 | 2016-12-01 | 2016-12-28 | Yes | 28000 | 20000 | No Yes None 28000 20000 | 5a | #N/A | #N/A | #N/A | #N/A | 10.3 | #N/A | #N/A | #N/A | #N/A | #N/A | #N/A | #N/A | #N/A | #N/A | #N/A | #N/A | #N/A | #N/A
Danby | DAC250EB2* | 25000 | Window | No | Yes | None | 10.3 | 2020-03-04 | 2020-03-05 | No | 28000 | 20000 | No Yes None 28000 20000 | 5a | #N/A | #N/A | #N/A | #N/A | 10.3 | #N/A | #N/A | #N/A | #N/A | #N/A | #N/A | #N/A | #N/A | #N/A | #N/A | #N/A | #N/A | #N/A
Danby | DAC250EB3WDB | 25000 | Window | No | Yes | None | 10.3 | 2020-12-18 | 2020-12-28 | No | 28000 | 20000 | No Yes None 28000 20000 | 5a | #N/A | #N/A | #N/A | #N/A | 10.3 | #N/A | #N/A | #N/A | #N/A | #N/A | #N/A | #N/A | #N/A | #N/A | #N/A | #N/A | #N/A | #N/A
Frigidaire | FFRE2533U2E | 25000 | Window | No | Yes | None | 10.3 | 2017-11-15 | 2017-11-24 | Yes | 28000 | 20000 | No Yes None 28000 20000 | 5a | #N/A | #N/A | #N/A | #N/A | 10.3 | #N/A | #N/A | #N/A | #N/A | #N/A | #N/A | #N/A | #N/A | #N/A | #N/A | #N/A | #N/A | #N/A
Frigidaire | FFRE253WAE | 25000 | Window | No | Yes | None | 10.3 | 2018-12-27 | 2018-12-28 | No | 28000 | 20000 | No Yes None 28000 20000 | 5a | #N/A | #N/A | #N/A | #N/A | 10.3 | #N/A | #N/A | #N/A | #N/A | #N/A | #N/A | #N/A | #N/A | #N/A | #N/A | #N/A | #N/A | #N/A
Frigidaire | FHWC253WB2 | 25000 | Window | No | Yes | None | 10.3 | 2020-10-20 | 2020-10-23 | No | 28000 | 20000 | No Yes None 28000 20000 | 5a | #N/A | #N/A | #N/A | #N/A | 10.3 | #N/A | #N/A | #N/A | #N/A | #N/A | #N/A | #N/A | #N/A | #N/A | #N/A | #N/A | #N/A | #N/A
Frigidaire | FHWW253WC2 | 25000 | Window | No | Yes | None | 10.3 | 2020-10-20 | 2020-10-23 | No | 28000 | 20000 | No Yes None 28000 20000 | 5a | #N/A | #N/A | #N/A | #N/A | 10.3 | #N/A | #N/A | #N/A | #N/A | #N/A | #N/A | #N/A | #N/A | #N/A | #N/A | #N/A | #N/A | #N/A
Garrison | 2498539 | 25000 | Window | No | Yes | None | 10.3 | 2016-03-01 | 2016-03-10 | Yes | 28000 | 20000 | No Yes None 28000 20000 | 5a | #N/A | #N/A | #N/A | #N/A | 10.3 | #N/A | #N/A | #N/A | #N/A | #N/A | #N/A | #N/A | #N/A | #N/A | #N/A | #N/A | #N/A | #N/A
GREE | GWA24BTE | 25000 | Window | No | Yes | None | 10.3 | 2021-06-15 | 2021-06-18 | Yes | 28000 | 20000 | No Yes None 28000 20000 | 5a | #N/A | #N/A | #N/A | #N/A | 10.3 | #N/A | #N/A | #N/A | #N/A | #N/A | #N/A | #N/A | #N/A | #N/A | #N/A | #N/A | #N/A | #N/A
Hisense | AW-25CW3RDFUE10 | 25000 | Window | No | Yes | None | 10.3 | 2020-12-30 | 2020-12-31 | Yes | 28000 | 20000 | No Yes None 28000 20000 | 5a | #N/A | #N/A | #N/A | #N/A | 10.3 | #N/A | #N/A | #N/A | #N/A | #N/A | #N/A | #N/A | #N/A | #N/A | #N/A | #N/A | #N/A | #N/A
Hisense | AW-25CW3RDGUE10 | 25000 | Window | No | Yes | None | 10.3 | 2020-12-30 | 2020-12-31 | No | 28000 | 20000 | No Yes None 28000 20000 | 5a | #N/A | #N/A | #N/A | #N/A | 10.3 | #N/A | #N/A | #N/A | #N/A | #N/A | #N/A | #N/A | #N/A | #N/A | #N/A | #N/A | #N/A | #N/A
Homepointe | MWEUK-25CRN1-MCJ3 | 25000 | Window | No | Yes | None | 10.3 | 2019-11-29 | 2019-11-29 | Yes | 28000 | 20000 | No Yes None 28000 20000 | 5a | #N/A | #N/A | #N/A | #N/A | 10.3 | #N/A | #N/A | #N/A | #N/A | #N/A | #N/A | #N/A | #N/A | #N/A | #N/A | #N/A | #N/A | #N/A
Homepointe | MWJUK-25CRN8-MCJ3 | 25000 | Window | No | Yes | None | 10.3 | 2020-10-20 | 2020-12-02 | No | 28000 | 20000 | No Yes None 28000 20000 | 5a | #N/A | #N/A | #N/A | #N/A | 10.3 | #N/A | #N/A | #N/A | #N/A | #N/A | #N/A | #N/A | #N/A | #N/A | #N/A | #N/A | #N/A | #N/A
IMPECCA | IWA25-KS30 | 25000 | Window | No | Yes | None | 10.3 | 2019-05-31 | 2019-05-31 | Yes | 28000 | 20000 | No Yes None 28000 20000 | 5a | #N/A | #N/A | #N/A | #N/A | 10.3 | #N/A | #N/A | #N/A | #N/A | #N/A | #N/A | #N/A | #N/A | #N/A | #N/A | #N/A | #N/A | #N/A
KANIONco | KW-25R32CS | 25000 | Window | No | Yes | None | 10.3 | 2021-04-21 | 2021-04-21 | Yes | 28000 | 20000 | No Yes None 28000 20000 | 5a | #N/A | #N/A | #N/A | #N/A | 10.3 | #N/A | #N/A | #N/A | #N/A | #N/A | #N/A | #N/A | #N/A | #N/A | #N/A | #N/A | #N/A | #N/A
Keystone | KSTAW25C | 25000 | Window | No | Yes | None | 10.3 | 2018-12-27 | 2018-12-28 | Yes | 28000 | 20000 | No Yes None 28000 20000 | 5a | #N/A | #N/A | #N/A | #N/A | 10.3 | #N/A | #N/A | #N/A | #N/A | #N/A | #N/A | #N/A | #N/A | #N/A | #N/A | #N/A | #N/A | #N/A
Keystone | KSTAW25C | 25000 | Window | No | Yes | None | 10.3 | 2021-04-12 | 2021-04-12 | No | 28000 | 20000 | No Yes None 28000 20000 | 5a | #N/A | #N/A | #N/A | #N/A | 10.3 | #N/A | #N/A | #N/A | #N/A | #N/A | #N/A | #N/A | #N/A | #N/A | #N/A | #N/A | #N/A | #N/A
Kinghome | KHW25BTE | 25000 | Window | No | Yes | None | 10.3 | 2021-01-15 | 2021-01-13 | Yes | 28000 | 20000 | No Yes None 28000 20000 | 5a | #N/A | #N/A | #N/A | #N/A | 10.3 | #N/A | #N/A | #N/A | #N/A | #N/A | #N/A | #N/A | #N/A | #N/A | #N/A | #N/A | #N/A | #N/A
Koldfront | WAC25002WCO | 25000 | Window | No | Yes | None | 10.3 | 2020-01-07 | 2020-01-17 | Yes | 28000 | 20000 | No Yes None 28000 20000 | 5a | #N/A | #N/A | #N/A | #N/A | 10.3 | #N/A | #N/A | #N/A | #N/A | #N/A | #N/A | #N/A | #N/A | #N/A | #N/A | #N/A | #N/A | #N/A
Koolking | MWECK-25CRN1-MCJ3 | 25000 | Window | No | Yes | None | 10.3 | 2015-12-15 | 2015-12-23 | Yes | 28000 | 20000 | No Yes None 28000 20000 | 5a | #N/A | #N/A | #N/A | #N/A | 10.3 | #N/A | #N/A | #N/A | #N/A | #N/A | #N/A | #N/A | #N/A | #N/A | #N/A | #N/A | #N/A | #N/A
Koolking | MWECK-25CRN1-MCJ3 | 25000 | Window | No | Yes | None | 10.3 | 2021-03-02 | 2021-03-02 | No | 28000 | 20000 | No Yes None 28000 20000 | 5a | #N/A | #N/A | #N/A | #N/A | 10.3 | #N/A | #N/A | #N/A | #N/A | #N/A | #N/A | #N/A | #N/A | #N/A | #N/A | #N/A | #N/A | #N/A
Koolking | MWJUK-25CRN8-MCJ3 | 25000 | Window | No | Yes | None | 10.3 | 2020-10-20 | 2020-12-02 | No | 28000 | 20000 | No Yes None 28000 20000 | 5a | #N/A | #N/A | #N/A | #N/A | 10.3 | #N/A | #N/A | #N/A | #N/A | #N/A | #N/A | #N/A | #N/A | #N/A | #N/A | #N/A | #N/A | #N/A
LG | LW2521ERSM(208V) | 25000 | Window | No | Yes | None | 10.3 | 2021-02-19 | 2021-02-22 | Yes | 28000 | 20000 | No Yes None 28000 20000 | 5a | #N/A | #N/A | #N/A | #N/A | 10.3 | #N/A | #N/A | #N/A | #N/A | #N/A | #N/A | #N/A | #N/A | #N/A | #N/A | #N/A | #N/A | #N/A
LG | LW2521ERSM(230V) | 25000 | Window | No | Yes | None | 10.3 | 2021-02-19 | 2021-02-22 | No | 28000 | 20000 | No Yes None 28000 20000 | 5a | #N/A | #N/A | #N/A | #N/A | 10.3 | #N/A | #N/A | #N/A | #N/A | #N/A | #N/A | #N/A | #N/A | #N/A | #N/A | #N/A | #N/A | #N/A
Midea | MAW25R2BWT | 25000 | Window | No | Yes | None | 10.3 | 2019-03-05 | 2019-03-06 | Yes | 28000 | 20000 | No Yes None 28000 20000 | 5a | #N/A | #N/A | #N/A | #N/A | 10.3 | #N/A | #N/A | #N/A | #N/A | #N/A | #N/A | #N/A | #N/A | #N/A | #N/A | #N/A | #N/A | #N/A
Midea | MAW25S2WWT | 25000 | Window | No | Yes | None | 10.3 | 2020-11-07 | 2020-10-29 | No | 28000 | 20000 | No Yes None 28000 20000 | 5a | #N/A | #N/A | #N/A | #N/A | 10.3 | #N/A | #N/A | #N/A | #N/A | #N/A | #N/A | #N/A | #N/A | #N/A | #N/A | #N/A | #N/A | #N/A
Midea | MAW25S2ZWT | 25000 | Window | No | Yes | None | 10.3 | 2019-01-15 | 2019-01-16 | No | 28000 | 20000 | No Yes None 28000 20000 | 5a | #N/A | #N/A | #N/A | #N/A | 10.3 | #N/A | #N/A | #N/A | #N/A | #N/A | #N/A | #N/A | #N/A | #N/A | #N/A | #N/A | #N/A | #N/A
Midea | MAW25S2ZWT | 25000 | Window | No | Yes | None | 10.3 | 2020-11-07 | 2020-10-29 | No | 28000 | 20000 | No Yes None 28000 20000 | 5a | #N/A | #N/A | #N/A | #N/A | 10.3 | #N/A | #N/A | #N/A | #N/A | #N/A | #N/A | #N/A | #N/A | #N/A | #N/A | #N/A | #N/A | #N/A
Midea | MAW25S2ZWT-E | 25000 | Window | No | Yes | None | 10.3 | 2019-01-15 | 2019-01-16 | No | 28000 | 20000 | No Yes None 28000 20000 | 5a | #N/A | #N/A | #N/A | #N/A | 10.3 | #N/A | #N/A | #N/A | #N/A | #N/A | #N/A | #N/A | #N/A | #N/A | #N/A | #N/A | #N/A | #N/A
Midea | MAW25S2ZWT-E | 25000 | Window | No | Yes | None | 10.3 | 2020-11-07 | 2020-10-29 | No | 28000 | 20000 | No Yes None 28000 20000 | 5a | #N/A | #N/A | #N/A | #N/A | 10.3 | #N/A | #N/A | #N/A | #N/A | #N/A | #N/A | #N/A | #N/A | #N/A | #N/A | #N/A | #N/A | #N/A
Midea | MWA25CR72 | 25000 | Window | No | Yes | None | 10.3 | 2018-01-15 | 2018-01-30 | No | 28000 | 20000 | No Yes None 28000 20000 | 5a | #N/A | #N/A | #N/A | #N/A | 10.3 | #N/A | #N/A | #N/A | #N/A | #N/A | #N/A | #N/A | #N/A | #N/A | #N/A | #N/A | #N/A | #N/A
Midea | MWJUK-25CRN8-MCJ3 | 25000 | Window | No | Yes | None | 10.3 | 2020-10-20 | 2020-07-14 | No | 28000 | 20000 | No Yes None 28000 20000 | 5a | #N/A | #N/A | #N/A | #N/A | 10.3 | #N/A | #N/A | #N/A | #N/A | #N/A | #N/A | #N/A | #N/A | #N/A | #N/A | #N/A | #N/A | #N/A
Perfect aire | 5PAC25000 | 25000 | Window | No | Yes | None | 10.3 | 2021-04-21 | 2021-04-21 | Yes | 28000 | 20000 | No Yes None 28000 20000 | 5a | #N/A | #N/A | #N/A | #N/A | 10.3 | #N/A | #N/A | #N/A | #N/A | #N/A | #N/A | #N/A | #N/A | #N/A | #N/A | #N/A | #N/A | #N/A
Seasons | SW25R2 | 25000 | Window | No | Yes | None | 10.3 | 2021-08-31 | 2021-08-31 | Yes | 28000 | 20000 | No Yes None 28000 20000 | 5a | #N/A | #N/A | #N/A | #N/A | 10.3 | #N/A | #N/A | #N/A | #N/A | #N/A | #N/A | #N/A | #N/A | #N/A | #N/A | #N/A | #N/A | #N/A
TGM | MWEUT24BR | 25000 | Window | No | Yes | None | 10.3 | 2017-08-28 | 2017-08-31 | Yes | 28000 | 20000 | No Yes None 28000 20000 | 5a | #N/A | #N/A | #N/A | #N/A | 10.3 | #N/A | #N/A | #N/A | #N/A | #N/A | #N/A | #N/A | #N/A | #N/A | #N/A | #N/A | #N/A | #N/A
Westpointe | MWEUK-25CRN1-MCJ3 | 25000 | Window | No | Yes | None | 10.3 | 2016-03-01 | 2016-03-07 | Yes | 28000 | 20000 | No Yes None 28000 20000 | 5a | #N/A | #N/A | #N/A | #N/A | 10.3 | #N/A | #N/A | #N/A | #N/A | #N/A | #N/A | #N/A | #N/A | #N/A | #N/A | #N/A | #N/A | #N/A
LG | LW2422IVSM (208V) | 23500 | Window | No | Yes | None | 14.3 | 2021-11-01 | 2021-11-08 | Yes | 28000 | 20000 | No Yes None 28000 20000 | 5a | #N/A | #N/A | #N/A | #N/A | 14.3 | #N/A | #N/A | #N/A | #N/A | #N/A | #N/A | #N/A | #N/A | #N/A | #N/A | #N/A | #N/A | #N/A
LG | LW2422IVSM (230V) | 23500 | Window | No | Yes | None | 14.3 | 2021-11-01 | 2021-11-08 | No | 28000 | 20000 | No Yes None 28000 20000 | 5a | #N/A | #N/A | #N/A | #N/A | 14.3 | #N/A | #N/A | #N/A | #N/A | #N/A | #N/A | #N/A | #N/A | #N/A | #N/A | #N/A | #N/A | #N/A
LG | LW2217IVSM | 22000 | Window | No | Yes | None | 14.5 | 2018-02-20 | 2018-11-13 | Yes | 28000 | 20000 | No Yes None 28000 20000 | 5a | #N/A | #N/A | #N/A | #N/A | 14.5 | #N/A | #N/A | #N/A | #N/A | #N/A | #N/A | #N/A | #N/A | #N/A | #N/A | #N/A | #N/A | #N/A
Hisense | AW2223TW3W | 22000 | Window | No | Yes | None | 15 | 2022-08-09 | 2022-08-17 | Yes | 28000 | 20000 | No Yes None 28000 20000 | 5a | #N/A | #N/A | #N/A | #N/A | 15 | #N/A | #N/A | #N/A | #N/A | #N/A | #N/A | #N/A | #N/A | #N/A | #N/A | #N/A | #N/A | #N/A
GE | AHC24DZ*# | 23500 | Window | No | Yes | None | 9.8 | 2019-10-22 | 2019-10-25 | Yes | 28000 | 20000 | No Yes None 28000 20000 | 5a | #N/A | #N/A | #N/A | #N/A | 9.8 | #N/A | #N/A | #N/A | #N/A | #N/A | #N/A | #N/A | #N/A | #N/A | #N/A | #N/A | #N/A | #N/A
GE | AHFK24AAH1 | 23500 | Window | No | Yes | None | 9.8 | 2021-03-18 | 2021-03-26 | No | 28000 | 20000 | No Yes None 28000 20000 | 5a | #N/A | #N/A | #N/A | #N/A | 9.8 | #N/A | #N/A | #N/A | #N/A | #N/A | #N/A | #N/A | #N/A | #N/A | #N/A | #N/A | #N/A | #N/A
GE | AHFK24AAW1 | 23500 | Window | No | Yes | None | 9.8 | 2021-04-23 | 2021-03-29 | No | 28000 | 20000 | No Yes None 28000 20000 | 5a | #N/A | #N/A | #N/A | #N/A | 9.8 | #N/A | #N/A | #N/A | #N/A | #N/A | #N/A | #N/A | #N/A | #N/A | #N/A | #N/A | #N/A | #N/A
Haier | QHEK24ACW1 | 23500 | Window | No | Yes | None | 9.8 | 2021-04-23 | 2021-03-29 | Yes | 28000 | 20000 | No Yes None 28000 20000 | 5a | #N/A | #N/A | #N/A | #N/A | 9.8 | #N/A | #N/A | #N/A | #N/A | #N/A | #N/A | #N/A | #N/A | #N/A | #N/A | #N/A | #N/A | #N/A
GE | AHFK24BA*# | 23700 | Window | No | Yes | None | 9.8 | 2021-10-29 | 2021-10-25 | Yes | 28000 | 20000 | No Yes None 28000 20000 | 5a | #N/A | #N/A | #N/A | #N/A | 9.8 | #N/A | #N/A | #N/A | #N/A | #N/A | #N/A | #N/A | #N/A | #N/A | #N/A | #N/A | #N/A | #N/A
GE | AHC24DY*# | 24000 | Window | No | Yes | None | 9.8 | 2018-10-15 | 2018-10-30 | Yes | 28000 | 20000 | No Yes None 28000 20000 | 5a | #N/A | #N/A | #N/A | #N/A | 9.8 | #N/A | #N/A | #N/A | #N/A | #N/A | #N/A | #N/A | #N/A | #N/A | #N/A | #N/A | #N/A | #N/A
GE | AKLK24AA*# | 24000 | Window | No | Yes | None | 9.8 | 2020-11-06 | 2020-11-11 | No | 28000 | 20000 | No Yes None 28000 20000 | 5a | #N/A | #N/A | #N/A | #N/A | 9.8 | #N/A | #N/A | #N/A | #N/A | #N/A | #N/A | #N/A | #N/A | #N/A | #N/A | #N/A | #N/A | #N/A
Hisense | AW2422CW3W | 24000 | Window | No | Yes | None | 9.8 | 2021-08-15 | 2021-08-17 | Yes | 28000 | 20000 | No Yes None 28000 20000 | 5a | #N/A | #N/A | #N/A | #N/A | 9.8 | #N/A | #N/A | #N/A | #N/A | #N/A | #N/A | #N/A | #N/A | #N/A | #N/A | #N/A | #N/A | #N/A
Friedrich | KCL36A30A | 35000 | Window | No | Yes | None | 9.1 | 2019-03-15 | 2019-03-25 | Yes |  | 28000 | No Yes None 28000 | 5b | #N/A | #N/A | #N/A | #N/A | #N/A | 9.1 | #N/A | #N/A | #N/A | #N/A | #N/A | #N/A | #N/A | #N/A | #N/A | #N/A | #N/A | #N/A
Friedrich | KCL28A30A | 28000 | Window | No | Yes | None | 9.9 | 2019-03-15 | 2019-03-22 | Yes |  | 28000 | No Yes None 28000 | 5b | #N/A | #N/A | #N/A | #N/A | #N/A | 9.9 | #N/A | #N/A | #N/A | #N/A | #N/A | #N/A | #N/A | #N/A | #N/A | #N/A | #N/A | #N/A
GE | AJCQ06LCH*# | 6300 | Through the Wall | No | No | None | 11 | 2020-04-02 | 2020-04-03 | Yes | 8000 | 6000 | No No None 8000 6000 | 7 | #N/A | #N/A | #N/A | #N/A | #N/A | #N/A | #N/A | 11 | #N/A | #N/A | #N/A | #N/A | #N/A | #N/A | #N/A | #N/A | #N/A | #N/A
GE | AJCQ06LWH*# | 6300 | Through the Wall | No | No | None | 11 | 2021-03-04 | 2021-03-04 | No | 8000 | 6000 | No No None 8000 6000 | 7 | #N/A | #N/A | #N/A | #N/A | #N/A | #N/A | #N/A | 11 | #N/A | #N/A | #N/A | #N/A | #N/A | #N/A | #N/A | #N/A | #N/A | #N/A
Arctic King | AKTW10CR61 | 10000 | Through the Wall | No | No | None | 10.6 | 2015-12-01 | 2015-12-08 | Yes | 11000 | 8000 | No No None 11000 8000 | 8a | #N/A | #N/A | #N/A | #N/A | #N/A | #N/A | #N/A | #N/A | 10.6 | #N/A | #N/A | #N/A | #N/A | #N/A | #N/A | #N/A | #N/A | #N/A
Arctic King | AKTW10CR62 | 10000 | Through the Wall | No | No | None | 10.6 | 2015-12-01 | 2015-12-08 | No | 11000 | 8000 | No No None 11000 8000 | 8a | #N/A | #N/A | #N/A | #N/A | #N/A | #N/A | #N/A | #N/A | 10.6 | #N/A | #N/A | #N/A | #N/A | #N/A | #N/A | #N/A | #N/A | #N/A
Arctic King | MWEUW2-10CRN1-BCJ6 | 10000 | Through the Wall | No | No | None | 10.6 | 2015-11-15 | 2015-11-20 | No | 11000 | 8000 | No No None 11000 8000 | 8a | #N/A | #N/A | #N/A | #N/A | #N/A | #N/A | #N/A | #N/A | 10.6 | #N/A | #N/A | #N/A | #N/A | #N/A | #N/A | #N/A | #N/A | #N/A
Arctic Wind | 2ATW10000A | 10000 | Through the Wall | No | No | None | 10.6 | 2021-03-30 | 2021-04-14 | Yes | 11000 | 8000 | No No None 11000 8000 | 8a | #N/A | #N/A | #N/A | #N/A | #N/A | #N/A | #N/A | #N/A | 10.6 | #N/A | #N/A | #N/A | #N/A | #N/A | #N/A | #N/A | #N/A | #N/A
Arctic Wind | 2ATW10002A | 10000 | Through the Wall | No | No | None | 10.6 | 2021-03-30 | 2021-04-14 | No | 11000 | 8000 | No No None 11000 8000 | 8a | #N/A | #N/A | #N/A | #N/A | #N/A | #N/A | #N/A | #N/A | 10.6 | #N/A | #N/A | #N/A | #N/A | #N/A | #N/A | #N/A | #N/A | #N/A
Breeze33 | BZ3310TWAC1 | 10000 | Through the Wall | No | No | None | 10.6 | 2019-05-09 | 2019-05-13 | Yes | 11000 | 8000 | No No None 11000 8000 | 8a | #N/A | #N/A | #N/A | #N/A | #N/A | #N/A | #N/A | #N/A | 10.6 | #N/A | #N/A | #N/A | #N/A | #N/A | #N/A | #N/A | #N/A | #N/A
Breeze33 | BZ3310TWAC2 | 10000 | Through the Wall | No | No | None | 10.6 | 2019-05-09 | 2019-05-13 | No | 11000 | 8000 | No No None 11000 8000 | 8a | #N/A | #N/A | #N/A | #N/A | #N/A | #N/A | #N/A | #N/A | 10.6 | #N/A | #N/A | #N/A | #N/A | #N/A | #N/A | #N/A | #N/A | #N/A
Coast air | CB101A | 10000 | Through the Wall | No | No | None | 10.6 | 2021-02-04 | 2021-02-05 | Yes | 11000 | 8000 | No No None 11000 8000 | 8a | #N/A | #N/A | #N/A | #N/A | #N/A | #N/A | #N/A | #N/A | 10.6 | #N/A | #N/A | #N/A | #N/A | #N/A | #N/A | #N/A | #N/A | #N/A
Coast air | CB103A | 10000 | Through the Wall | No | No | None | 10.6 | 2021-02-04 | 2021-02-05 | No | 11000 | 8000 | No No None 11000 8000 | 8a | #N/A | #N/A | #N/A | #N/A | #N/A | #N/A | #N/A | #N/A | 10.6 | #N/A | #N/A | #N/A | #N/A | #N/A | #N/A | #N/A | #N/A | #N/A
Comfort-Aire | BG-101P | 10000 | Through the Wall | No | No | None | 10.6 | 2015-12-01 | 2015-12-08 | Yes | 11000 | 8000 | No No None 11000 8000 | 8a | #N/A | #N/A | #N/A | #N/A | #N/A | #N/A | #N/A | #N/A | 10.6 | #N/A | #N/A | #N/A | #N/A | #N/A | #N/A | #N/A | #N/A | #N/A
Comfort-Aire | BG-103P | 10000 | Through the Wall | No | No | None | 10.6 | 2015-12-01 | 2015-12-08 | No | 11000 | 8000 | No No None 11000 8000 | 8a | #N/A | #N/A | #N/A | #N/A | #N/A | #N/A | #N/A | #N/A | 10.6 | #N/A | #N/A | #N/A | #N/A | #N/A | #N/A | #N/A | #N/A | #N/A
Crosley | CTWMS10A1 | 10000 | Through the Wall | No | No | None | 10.6 | 2017-01-21 | 2017-01-21 | Yes | 11000 | 8000 | No No None 11000 8000 | 8a | #N/A | #N/A | #N/A | #N/A | #N/A | #N/A | #N/A | #N/A | 10.6 | #N/A | #N/A | #N/A | #N/A | #N/A | #N/A | #N/A | #N/A | #N/A
Danby | DTAC100B1* | 10000 | Through the Wall | No | No | None | 10.6 | 2019-11-20 | 2019-11-20 | Yes | 11000 | 8000 | No No None 11000 8000 | 8a | #N/A | #N/A | #N/A | #N/A | #N/A | #N/A | #N/A | #N/A | 10.6 | #N/A | #N/A | #N/A | #N/A | #N/A | #N/A | #N/A | #N/A | #N/A
Elios | T10CEM9230S | 10000 | Through the Wall | No | No | None | 10.6 | 2019-03-25 | 2019-04-12 | Yes | 11000 | 8000 | No No None 11000 8000 | 8a | #N/A | #N/A | #N/A | #N/A | #N/A | #N/A | #N/A | #N/A | 10.6 | #N/A | #N/A | #N/A | #N/A | #N/A | #N/A | #N/A | #N/A | #N/A
Elios | TE10CM10115S | 10000 | Through the Wall | No | No | None | 10.6 | 2019-03-25 | 2019-04-12 | No | 11000 | 8000 | No No None 11000 8000 | 8a | #N/A | #N/A | #N/A | #N/A | #N/A | #N/A | #N/A | #N/A | 10.6 | #N/A | #N/A | #N/A | #N/A | #N/A | #N/A | #N/A | #N/A | #N/A
Elios | TE10CM10230S | 10000 | Through the Wall | No | No | None | 10.6 | 2019-03-25 | 2019-04-12 | No | 11000 | 8000 | No No None 11000 8000 | 8a | #N/A | #N/A | #N/A | #N/A | #N/A | #N/A | #N/A | #N/A | 10.6 | #N/A | #N/A | #N/A | #N/A | #N/A | #N/A | #N/A | #N/A | #N/A
Emerson Quiet Kool | EBTC10RE1 | 10000 | Through the Wall | No | No | None | 10.6 | 2017-04-12 | 2017-04-12 | Yes | 11000 | 8000 | No No None 11000 8000 | 8a | #N/A | #N/A | #N/A | #N/A | #N/A | #N/A | #N/A | #N/A | 10.6 | #N/A | #N/A | #N/A | #N/A | #N/A | #N/A | #N/A | #N/A | #N/A
Emerson Quiet Kool | EBTC10RE2 | 10000 | Through the Wall | No | No | None | 10.6 | 2017-12-04 | 2017-12-04 | No | 11000 | 8000 | No No None 11000 8000 | 8a | #N/A | #N/A | #N/A | #N/A | #N/A | #N/A | #N/A | #N/A | 10.6 | #N/A | #N/A | #N/A | #N/A | #N/A | #N/A | #N/A | #N/A | #N/A
Emerson Quiet Kool | E*TC10RE1T | 10000 | Through the Wall | No | No | None | 10.6 | 2018-07-03 | 2018-07-03 | No | 11000 | 8000 | No No None 11000 8000 | 8a | #N/A | #N/A | #N/A | #N/A | #N/A | #N/A | #N/A | #N/A | 10.6 | #N/A | #N/A | #N/A | #N/A | #N/A | #N/A | #N/A | #N/A | #N/A
Emerson Quiet Kool | E*TC10RE2T | 10000 | Through the Wall | No | No | None | 10.6 | 2019-11-20 | 2019-11-19 | No | 11000 | 8000 | No No None 11000 8000 | 8a | #N/A | #N/A | #N/A | #N/A | #N/A | #N/A | #N/A | #N/A | 10.6 | #N/A | #N/A | #N/A | #N/A | #N/A | #N/A | #N/A | #N/A | #N/A
Emerson Quiet Kool | E*TC10RSE1T | 10000 | Through the Wall | No | No | None | 10.6 | 2019-11-20 | 2019-11-19 | No | 11000 | 8000 | No No None 11000 8000 | 8a | #N/A | #N/A | #N/A | #N/A | #N/A | #N/A | #N/A | #N/A | 10.6 | #N/A | #N/A | #N/A | #N/A | #N/A | #N/A | #N/A | #N/A | #N/A
Emerson Quiet Kool | E*TC10RSE2T | 10000 | Through the Wall | No | No | None | 10.6 | 2019-11-20 | 2019-11-19 | No | 11000 | 8000 | No No None 11000 8000 | 8a | #N/A | #N/A | #N/A | #N/A | #N/A | #N/A | #N/A | #N/A | 10.6 | #N/A | #N/A | #N/A | #N/A | #N/A | #N/A | #N/A | #N/A | #N/A
Friedrich | UCT10A10A | 10000 | Through the Wall | No | No | None | 10.6 | 2019-05-28 | 2019-05-28 | Yes | 11000 | 8000 | No No None 11000 8000 | 8a | #N/A | #N/A | #N/A | #N/A | #N/A | #N/A | #N/A | #N/A | 10.6 | #N/A | #N/A | #N/A | #N/A | #N/A | #N/A | #N/A | #N/A | #N/A
Friedrich | UCT10A30A | 10000 | Through the Wall | No | No | None | 10.6 | 2019-05-28 | 2019-05-28 | No | 11000 | 8000 | No No None 11000 8000 | 8a | #N/A | #N/A | #N/A | #N/A | #N/A | #N/A | #N/A | #N/A | 10.6 | #N/A | #N/A | #N/A | #N/A | #N/A | #N/A | #N/A | #N/A | #N/A
Friedrich | UCT10A30B | 10000 | Through the Wall | No | No | None | 10.6 | 2021-06-28 | 2021-07-09 | No | 11000 | 8000 | No No None 11000 8000 | 8a | #N/A | #N/A | #N/A | #N/A | #N/A | #N/A | #N/A | #N/A | 10.6 | #N/A | #N/A | #N/A | #N/A | #N/A | #N/A | #N/A | #N/A | #N/A
Friedrich | WCT10A10A | 10000 | Through the Wall | No | No | None | 10.6 | 2019-03-15 | 2019-03-22 | No | 11000 | 8000 | No No None 11000 8000 | 8a | #N/A | #N/A | #N/A | #N/A | #N/A | #N/A | #N/A | #N/A | 10.6 | #N/A | #N/A | #N/A | #N/A | #N/A | #N/A | #N/A | #N/A | #N/A
Friedrich | WCT10A30A | 10000 | Through the Wall | No | No | None | 10.6 | 2019-03-15 | 2019-03-22 | No | 11000 | 8000 | No No None 11000 8000 | 8a | #N/A | #N/A | #N/A | #N/A | #N/A | #N/A | #N/A | #N/A | 10.6 | #N/A | #N/A | #N/A | #N/A | #N/A | #N/A | #N/A | #N/A | #N/A
Friedrich | WCT10A30A | 10000 | Through the Wall | No | No | None | 10.6 | 2019-03-15 | 2019-03-25 | No | 11000 | 8000 | No No None 11000 8000 | 8a | #N/A | #N/A | #N/A | #N/A | #N/A | #N/A | #N/A | #N/A | 10.6 | #N/A | #N/A | #N/A | #N/A | #N/A | #N/A | #N/A | #N/A | #N/A
Frigidaire | FFTA1033U1 | 10000 | Through the Wall | No | No | None | 10.6 | 2017-12-01 | 2017-12-15 | Yes | 11000 | 8000 | No No None 11000 8000 | 8a | #N/A | #N/A | #N/A | #N/A | #N/A | #N/A | #N/A | #N/A | 10.6 | #N/A | #N/A | #N/A | #N/A | #N/A | #N/A | #N/A | #N/A | #N/A
Frigidaire | FFTA103WA1 | 10000 | Through the Wall | No | No | None | 10.6 | 2019-02-22 | 2019-02-22 | No | 11000 | 8000 | No No None 11000 8000 | 8a | #N/A | #N/A | #N/A | #N/A | #N/A | #N/A | #N/A | #N/A | 10.6 | #N/A | #N/A | #N/A | #N/A | #N/A | #N/A | #N/A | #N/A | #N/A
Frigidaire | FFTA103WA2 | 10000 | Through the Wall | No | No | None | 10.6 | 2019-02-22 | 2019-02-22 | No | 11000 | 8000 | No No None 11000 8000 | 8a | #N/A | #N/A | #N/A | #N/A | #N/A | #N/A | #N/A | #N/A | 10.6 | #N/A | #N/A | #N/A | #N/A | #N/A | #N/A | #N/A | #N/A | #N/A
Frigidaire | FHTC103WA1 | 10000 | Through the Wall | No | No | None | 10.6 | 2021-12-06 | 2021-12-06 | No | 11000 | 8000 | No No None 11000 8000 | 8a | #N/A | #N/A | #N/A | #N/A | #N/A | #N/A | #N/A | #N/A | 10.6 | #N/A | #N/A | #N/A | #N/A | #N/A | #N/A | #N/A | #N/A | #N/A
Garrison | 2498541 | 10000 | Through the Wall | No | No | None | 10.6 | 2016-03-01 | 2016-03-10 | Yes | 11000 | 8000 | No No None 11000 8000 | 8a | #N/A | #N/A | #N/A | #N/A | #N/A | #N/A | #N/A | #N/A | 10.6 | #N/A | #N/A | #N/A | #N/A | #N/A | #N/A | #N/A | #N/A | #N/A
Garrison | 2498542 | 10000 | Through the Wall | No | No | None | 10.6 | 2016-03-01 | 2016-03-10 | No | 11000 | 8000 | No No None 11000 8000 | 8a | #N/A | #N/A | #N/A | #N/A | #N/A | #N/A | #N/A | #N/A | 10.6 | #N/A | #N/A | #N/A | #N/A | #N/A | #N/A | #N/A | #N/A | #N/A
GE | AJCM10ACH*# | 10000 | Through the Wall | No | No | None | 10.6 | 2020-04-01 | 2020-03-27 | Yes | 11000 | 8000 | No No None 11000 8000 | 8a | #N/A | #N/A | #N/A | #N/A | #N/A | #N/A | #N/A | #N/A | 10.6 | #N/A | #N/A | #N/A | #N/A | #N/A | #N/A | #N/A | #N/A | #N/A
GE | AJCQ10ACH*# | 10000 | Through the Wall | No | No | None | 10.6 | 2020-04-01 | 2020-03-27 | No | 11000 | 8000 | No No None 11000 8000 | 8a | #N/A | #N/A | #N/A | #N/A | #N/A | #N/A | #N/A | #N/A | 10.6 | #N/A | #N/A | #N/A | #N/A | #N/A | #N/A | #N/A | #N/A | #N/A
GE | AJCQ10AWH*# | 10000 | Through the Wall | No | No | None | 10.6 | 2021-02-22 | 2021-02-23 | No | 11000 | 8000 | No No None 11000 8000 | 8a | #N/A | #N/A | #N/A | #N/A | #N/A | #N/A | #N/A | #N/A | 10.6 | #N/A | #N/A | #N/A | #N/A | #N/A | #N/A | #N/A | #N/A | #N/A
GE | AKCQ10ACHK1 | 10000 | Through the Wall | No | No | None | 10.6 | 2020-01-17 | 2020-02-20 | No | 11000 | 8000 | No No None 11000 8000 | 8a | #N/A | #N/A | #N/A | #N/A | #N/A | #N/A | #N/A | #N/A | 10.6 | #N/A | #N/A | #N/A | #N/A | #N/A | #N/A | #N/A | #N/A | #N/A
GENUINE COMFORT | GCTTW-10CRA1 | 10000 | Through the Wall | No | No | None | 10.6 | 2021-07-20 | 2021-08-30 | Yes | 11000 | 8000 | No No None 11000 8000 | 8a | #N/A | #N/A | #N/A | #N/A | #N/A | #N/A | #N/A | #N/A | 10.6 | #N/A | #N/A | #N/A | #N/A | #N/A | #N/A | #N/A | #N/A | #N/A
GENUINE COMFORT | GCTTW-10CRA2 | 10000 | Through the Wall | No | No | None | 10.6 | 2021-07-20 | 2021-08-30 | No | 11000 | 8000 | No No None 11000 8000 | 8a | #N/A | #N/A | #N/A | #N/A | #N/A | #N/A | #N/A | #N/A | 10.6 | #N/A | #N/A | #N/A | #N/A | #N/A | #N/A | #N/A | #N/A | #N/A
GREE | GAC10AD-D3NRNH2C | 10000 | Through the Wall | No | No | None | 10.6 | 2017-12-01 | 2017-12-15 | Yes | 11000 | 8000 | No No None 11000 8000 | 8a | #N/A | #N/A | #N/A | #N/A | #N/A | #N/A | #N/A | #N/A | 10.6 | #N/A | #N/A | #N/A | #N/A | #N/A | #N/A | #N/A | #N/A | #N/A
IMPECCA | ITAC10-KSA21 | 10000 | Through the Wall | No | No | None | 10.6 | 2016-04-01 | 2016-04-06 | Yes | 11000 | 8000 | No No None 11000 8000 | 8a | #N/A | #N/A | #N/A | #N/A | #N/A | #N/A | #N/A | #N/A | 10.6 | #N/A | #N/A | #N/A | #N/A | #N/A | #N/A | #N/A | #N/A | #N/A
IMPECCA | ITAC10-KSB21 | 10000 | Through the Wall | No | No | None | 10.6 | 2016-04-01 | 2016-04-06 | No | 11000 | 8000 | No No None 11000 8000 | 8a | #N/A | #N/A | #N/A | #N/A | #N/A | #N/A | #N/A | #N/A | 10.6 | #N/A | #N/A | #N/A | #N/A | #N/A | #N/A | #N/A | #N/A | #N/A
Keystone | KSTAT10-1C | 10000 | Through the Wall | No | No | None | 10.6 | 2016-04-10 | 2016-04-12 | Yes | 11000 | 8000 | No No None 11000 8000 | 8a | #N/A | #N/A | #N/A | #N/A | #N/A | #N/A | #N/A | #N/A | 10.6 | #N/A | #N/A | #N/A | #N/A | #N/A | #N/A | #N/A | #N/A | #N/A
Keystone | KSTAT10-2C | 10000 | Through the Wall | No | No | None | 10.6 | 2016-04-10 | 2016-04-12 | No | 11000 | 8000 | No No None 11000 8000 | 8a | #N/A | #N/A | #N/A | #N/A | #N/A | #N/A | #N/A | #N/A | 10.6 | #N/A | #N/A | #N/A | #N/A | #N/A | #N/A | #N/A | #N/A | #N/A
Koldfront | WTC10002WCO115V | 10000 | Through the Wall | No | No | None | 10.6 | 2017-02-03 | 2017-02-03 | Yes | 11000 | 8000 | No No None 11000 8000 | 8a | #N/A | #N/A | #N/A | #N/A | #N/A | #N/A | #N/A | #N/A | 10.6 | #N/A | #N/A | #N/A | #N/A | #N/A | #N/A | #N/A | #N/A | #N/A
Koldfront | WTC10012WCO230V | 10000 | Through the Wall | No | No | None | 10.6 | 2017-02-03 | 2017-02-03 | No | 11000 | 8000 | No No None 11000 8000 | 8a | #N/A | #N/A | #N/A | #N/A | #N/A | #N/A | #N/A | #N/A | 10.6 | #N/A | #N/A | #N/A | #N/A | #N/A | #N/A | #N/A | #N/A | #N/A
Koolking | MWECW2-10CRN1-BCJ6 | 10000 | Through the Wall | No | No | None | 10.6 | 2015-12-15 | 2015-12-23 | Yes | 11000 | 8000 | No No None 11000 8000 | 8a | #N/A | #N/A | #N/A | #N/A | #N/A | #N/A | #N/A | #N/A | 10.6 | #N/A | #N/A | #N/A | #N/A | #N/A | #N/A | #N/A | #N/A | #N/A
Midea | MAT10R1ZWT | 10000 | Through the Wall | No | No | None | 10.6 | 2019-03-05 | 2019-03-06 | Yes | 11000 | 8000 | No No None 11000 8000 | 8a | #N/A | #N/A | #N/A | #N/A | #N/A | #N/A | #N/A | #N/A | 10.6 | #N/A | #N/A | #N/A | #N/A | #N/A | #N/A | #N/A | #N/A | #N/A
Midea | MAT10R2ZWT | 10000 | Through the Wall | No | No | None | 10.6 | 2019-03-05 | 2019-03-06 | No | 11000 | 8000 | No No None 11000 8000 | 8a | #N/A | #N/A | #N/A | #N/A | #N/A | #N/A | #N/A | #N/A | 10.6 | #N/A | #N/A | #N/A | #N/A | #N/A | #N/A | #N/A | #N/A | #N/A
Midea | MTA10CR81 | 10000 | Through the Wall | No | No | None | 10.6 | 2018-07-27 | 2018-08-03 | No | 11000 | 8000 | No No None 11000 8000 | 8a | #N/A | #N/A | #N/A | #N/A | #N/A | #N/A | #N/A | #N/A | 10.6 | #N/A | #N/A | #N/A | #N/A | #N/A | #N/A | #N/A | #N/A | #N/A
Midea | MTA10CR82 | 10000 | Through the Wall | No | No | None | 10.6 | 2018-07-27 | 2018-08-03 | No | 11000 | 8000 | No No None 11000 8000 | 8a | #N/A | #N/A | #N/A | #N/A | #N/A | #N/A | #N/A | #N/A | 10.6 | #N/A | #N/A | #N/A | #N/A | #N/A | #N/A | #N/A | #N/A | #N/A
PELONIS | PAT10R1ZWT | 10000 | Through the Wall | No | No | None | 10.6 | 2019-10-09 | 2019-10-09 | Yes | 11000 | 8000 | No No None 11000 8000 | 8a | #N/A | #N/A | #N/A | #N/A | #N/A | #N/A | #N/A | #N/A | 10.6 | #N/A | #N/A | #N/A | #N/A | #N/A | #N/A | #N/A | #N/A | #N/A
Perfect aire | 4PATW10000 | 10000 | Through the Wall | No | No | None | 10.6 | 2015-12-15 | 2015-12-23 | Yes | 11000 | 8000 | No No None 11000 8000 | 8a | #N/A | #N/A | #N/A | #N/A | #N/A | #N/A | #N/A | #N/A | 10.6 | #N/A | #N/A | #N/A | #N/A | #N/A | #N/A | #N/A | #N/A | #N/A
Perfect aire | 4PATW10002 | 10000 | Through the Wall | No | No | None | 10.6 | 2017-07-04 | 2017-07-05 | No | 11000 | 8000 | No No None 11000 8000 | 8a | #N/A | #N/A | #N/A | #N/A | #N/A | #N/A | #N/A | #N/A | 10.6 | #N/A | #N/A | #N/A | #N/A | #N/A | #N/A | #N/A | #N/A | #N/A
Perfect Comfort | PCTTW10K0C2D | 10000 | Through the Wall | No | No | None | 10.6 | 2019-06-11 | 2019-06-11 | Yes | 11000 | 8000 | No No None 11000 8000 | 8a | #N/A | #N/A | #N/A | #N/A | #N/A | #N/A | #N/A | #N/A | 10.6 | #N/A | #N/A | #N/A | #N/A | #N/A | #N/A | #N/A | #N/A | #N/A
Perfect Comfort | PCTTW10L0C2D | 10000 | Through the Wall | No | No | None | 10.6 | 2016-12-21 | 2016-12-21 | No | 11000 | 8000 | No No None 11000 8000 | 8a | #N/A | #N/A | #N/A | #N/A | #N/A | #N/A | #N/A | #N/A | 10.6 | #N/A | #N/A | #N/A | #N/A | #N/A | #N/A | #N/A | #N/A | #N/A
Sea Breeze | STW410AYRE | 10000 | Through the Wall | No | No | None | 10.6 | 2016-02-15 | 2016-02-18 | Yes | 11000 | 8000 | No No None 11000 8000 | 8a | #N/A | #N/A | #N/A | #N/A | #N/A | #N/A | #N/A | #N/A | 10.6 | #N/A | #N/A | #N/A | #N/A | #N/A | #N/A | #N/A | #N/A | #N/A
Sea Breeze | STW410AZEB | 10000 | Through the Wall | No | No | None | 10.6 | 2016-08-20 | 2016-08-24 | No | 11000 | 8000 | No No None 11000 8000 | 8a | #N/A | #N/A | #N/A | #N/A | #N/A | #N/A | #N/A | #N/A | 10.6 | #N/A | #N/A | #N/A | #N/A | #N/A | #N/A | #N/A | #N/A | #N/A
Seasons | ST10R1 | 10000 | Through the Wall | No | No | None | 10.6 | 2021-08-31 | 2021-09-08 | Yes | 11000 | 8000 | No No None 11000 8000 | 8a | #N/A | #N/A | #N/A | #N/A | #N/A | #N/A | #N/A | #N/A | 10.6 | #N/A | #N/A | #N/A | #N/A | #N/A | #N/A | #N/A | #N/A | #N/A
Seasons | ST10R2 | 10000 | Through the Wall | No | No | None | 10.6 | 2021-08-31 | 2021-09-08 | No | 11000 | 8000 | No No None 11000 8000 | 8a | #N/A | #N/A | #N/A | #N/A | #N/A | #N/A | #N/A | #N/A | 10.6 | #N/A | #N/A | #N/A | #N/A | #N/A | #N/A | #N/A | #N/A | #N/A
TCL | W10T9EX1-A | 10000 | Through the Wall | No | No | None | 10.6 | 2020-11-18 | 2020-11-19 | Yes | 11000 | 8000 | No No None 11000 8000 | 8a | #N/A | #N/A | #N/A | #N/A | #N/A | #N/A | #N/A | #N/A | 10.6 | #N/A | #N/A | #N/A | #N/A | #N/A | #N/A | #N/A | #N/A | #N/A
Thermal Zone | STW410AYRE | 10000 | Through the Wall | No | No | None | 10.6 | 2016-02-15 | 2016-02-18 | Yes | 11000 | 8000 | No No None 11000 8000 | 8a | #N/A | #N/A | #N/A | #N/A | #N/A | #N/A | #N/A | #N/A | 10.6 | #N/A | #N/A | #N/A | #N/A | #N/A | #N/A | #N/A | #N/A | #N/A
Thermal Zone | STW410AZEB | 10000 | Through the Wall | No | No | None | 10.6 | 2016-08-20 | 2016-08-24 | No | 11000 | 8000 | No No None 11000 8000 | 8a | #N/A | #N/A | #N/A | #N/A | #N/A | #N/A | #N/A | #N/A | 10.6 | #N/A | #N/A | #N/A | #N/A | #N/A | #N/A | #N/A | #N/A | #N/A
Whirlpool | WHAT101-1AW | 10000 | Through the Wall | No | No | None | 10.6 | 2018-06-22 | 2018-06-22 | Yes | 11000 | 8000 | No No None 11000 8000 | 8a | #N/A | #N/A | #N/A | #N/A | #N/A | #N/A | #N/A | #N/A | 10.6 | #N/A | #N/A | #N/A | #N/A | #N/A | #N/A | #N/A | #N/A | #N/A
Whirlpool | WHAT102-2AW | 10000 | Through the Wall | No | No | None | 10.6 | 2019-02-10 | 2019-02-10 | No | 11000 | 8000 | No No None 11000 8000 | 8a | #N/A | #N/A | #N/A | #N/A | #N/A | #N/A | #N/A | #N/A | 10.6 | #N/A | #N/A | #N/A | #N/A | #N/A | #N/A | #N/A | #N/A | #N/A
TCL | 10T3E1-CA | 10100 | Through the Wall | No | No | None | 10.6 | 2022-07-11 | 2022-07-14 | Yes | 11000 | 8000 | No No None 11000 8000 | 8a | #N/A | #N/A | #N/A | #N/A | #N/A | #N/A | #N/A | #N/A | 10.6 | #N/A | #N/A | #N/A | #N/A | #N/A | #N/A | #N/A | #N/A | #N/A
TCL | TTW-10CRA2/J6U(0202) | 10100 | Through the Wall | No | No | None | 10.6 | 2022-02-17 | 2022-02-17 | No | 11000 | 8000 | No No None 11000 8000 | 8a | #N/A | #N/A | #N/A | #N/A | #N/A | #N/A | #N/A | #N/A | 10.6 | #N/A | #N/A | #N/A | #N/A | #N/A | #N/A | #N/A | #N/A | #N/A
TCL | W10T9E1-A | 10100 | Through the Wall | No | No | None | 10.6 | 2022-07-22 | 2022-07-25 | No | 11000 | 8000 | No No None 11000 8000 | 8a | #N/A | #N/A | #N/A | #N/A | #N/A | #N/A | #N/A | #N/A | 10.6 | #N/A | #N/A | #N/A | #N/A | #N/A | #N/A | #N/A | #N/A | #N/A
TCL | W10T9E1-A | 10100 | Through the Wall | No | No | None | 10.6 | 2022-07-22 | 2022-07-25 | No | 11000 | 8000 | No No None 11000 8000 | 8a | #N/A | #N/A | #N/A | #N/A | #N/A | #N/A | #N/A | #N/A | 10.6 | #N/A | #N/A | #N/A | #N/A | #N/A | #N/A | #N/A | #N/A | #N/A
Whirlpool | WHAT102-2BW | 10100 | Through the Wall | No | No | None | 10.6 | 2022-02-15 | 2022-02-17 | Yes | 11000 | 8000 | No No None 11000 8000 | 8a | #N/A | #N/A | #N/A | #N/A | #N/A | #N/A | #N/A | #N/A | 10.6 | #N/A | #N/A | #N/A | #N/A | #N/A | #N/A | #N/A | #N/A | #N/A
GE | AJCQ10DCH*# | 10150 | Through the Wall | No | No | None | 10.6 | 2020-04-01 | 2020-03-27 | Yes | 11000 | 8000 | No No None 11000 8000 | 8a | #N/A | #N/A | #N/A | #N/A | #N/A | #N/A | #N/A | #N/A | 10.6 | #N/A | #N/A | #N/A | #N/A | #N/A | #N/A | #N/A | #N/A | #N/A
GE | AJCQ10DWH*# | 10150 | Through the Wall | No | No | None | 10.6 | 2021-02-22 | 2021-02-23 | No | 11000 | 8000 | No No None 11000 8000 | 8a | #N/A | #N/A | #N/A | #N/A | #N/A | #N/A | #N/A | #N/A | 10.6 | #N/A | #N/A | #N/A | #N/A | #N/A | #N/A | #N/A | #N/A | #N/A
GE | AKCQ10DCHK1 | 10200 | Through the Wall | No | No | None | 10.6 | 2020-01-17 | 2020-02-20 | Yes | 11000 | 8000 | No No None 11000 8000 | 8a | #N/A | #N/A | #N/A | #N/A | #N/A | #N/A | #N/A | #N/A | 10.6 | #N/A | #N/A | #N/A | #N/A | #N/A | #N/A | #N/A | #N/A | #N/A
Frigidaire | FHTC103WA2 | 10500 | Through the Wall | No | No | None | 10.6 | 2021-12-06 | 2021-12-06 | Yes | 11000 | 8000 | No No None 11000 8000 | 8a | #N/A | #N/A | #N/A | #N/A | #N/A | #N/A | #N/A | #N/A | 10.6 | #N/A | #N/A | #N/A | #N/A | #N/A | #N/A | #N/A | #N/A | #N/A
Arctic King | AKTW08CR61 | 8000 | Through the Wall | No | No | None | 10.6 | 2015-12-01 | 2015-12-08 | Yes | 11000 | 8000 | No No None 11000 8000 | 8a | #N/A | #N/A | #N/A | #N/A | #N/A | #N/A | #N/A | #N/A | 10.6 | #N/A | #N/A | #N/A | #N/A | #N/A | #N/A | #N/A | #N/A | #N/A
Arctic Wind | 2ATW8000A | 8000 | Through the Wall | No | No | None | 10.6 | 2021-03-30 | 2021-04-14 | Yes | 11000 | 8000 | No No None 11000 8000 | 8a | #N/A | #N/A | #N/A | #N/A | #N/A | #N/A | #N/A | #N/A | 10.6 | #N/A | #N/A | #N/A | #N/A | #N/A | #N/A | #N/A | #N/A | #N/A
Coast air | CB081A | 8000 | Through the Wall | No | No | None | 10.6 | 2021-02-04 | 2021-02-05 | Yes | 11000 | 8000 | No No None 11000 8000 | 8a | #N/A | #N/A | #N/A | #N/A | #N/A | #N/A | #N/A | #N/A | 10.6 | #N/A | #N/A | #N/A | #N/A | #N/A | #N/A | #N/A | #N/A | #N/A
Comfort-Aire | BG-81P | 8000 | Through the Wall | No | No | None | 10.6 | 2015-12-01 | 2015-12-08 | Yes | 11000 | 8000 | No No None 11000 8000 | 8a | #N/A | #N/A | #N/A | #N/A | #N/A | #N/A | #N/A | #N/A | 10.6 | #N/A | #N/A | #N/A | #N/A | #N/A | #N/A | #N/A | #N/A | #N/A
Danby | DTAC080BAU* | 8000 | Through the Wall | No | No | None | 10.6 | 2017-12-18 | 2017-12-18 | Yes | 11000 | 8000 | No No None 11000 8000 | 8a | #N/A | #N/A | #N/A | #N/A | #N/A | #N/A | #N/A | #N/A | 10.6 | #N/A | #N/A | #N/A | #N/A | #N/A | #N/A | #N/A | #N/A | #N/A
Emerson Quiet Kool | EBTC08RE1 | 8000 | Through the Wall | No | No | None | 10.6 | 2017-04-12 | 2017-04-12 | Yes | 11000 | 8000 | No No None 11000 8000 | 8a | #N/A | #N/A | #N/A | #N/A | #N/A | #N/A | #N/A | #N/A | 10.6 | #N/A | #N/A | #N/A | #N/A | #N/A | #N/A | #N/A | #N/A | #N/A
Emerson Quiet Kool | E*TC08RE1T | 8000 | Through the Wall | No | No | None | 10.6 | 2018-07-03 | 2018-07-03 | No | 11000 | 8000 | No No None 11000 8000 | 8a | #N/A | #N/A | #N/A | #N/A | #N/A | #N/A | #N/A | #N/A | 10.6 | #N/A | #N/A | #N/A | #N/A | #N/A | #N/A | #N/A | #N/A | #N/A
Emerson Quiet Kool | E*TC08RSE1T | 8000 | Through the Wall | No | No | None | 10.6 | 2019-11-20 | 2019-11-19 | No | 11000 | 8000 | No No None 11000 8000 | 8a | #N/A | #N/A | #N/A | #N/A | #N/A | #N/A | #N/A | #N/A | 10.6 | #N/A | #N/A | #N/A | #N/A | #N/A | #N/A | #N/A | #N/A | #N/A
Friedrich | UCT08A10A | 8000 | Through the Wall | No | No | None | 10.6 | 2019-05-28 | 2019-05-28 | Yes | 11000 | 8000 | No No None 11000 8000 | 8a | #N/A | #N/A | #N/A | #N/A | #N/A | #N/A | #N/A | #N/A | 10.6 | #N/A | #N/A | #N/A | #N/A | #N/A | #N/A | #N/A | #N/A | #N/A
Friedrich | WCT08A10A | 8000 | Through the Wall | No | No | None | 10.6 | 2019-03-15 | 2019-03-22 | No | 11000 | 8000 | No No None 11000 8000 | 8a | #N/A | #N/A | #N/A | #N/A | #N/A | #N/A | #N/A | #N/A | 10.6 | #N/A | #N/A | #N/A | #N/A | #N/A | #N/A | #N/A | #N/A | #N/A
Frigidaire | FFTA0833U1 | 8000 | Through the Wall | No | No | None | 10.6 | 2017-12-01 | 2017-12-15 | Yes | 11000 | 8000 | No No None 11000 8000 | 8a | #N/A | #N/A | #N/A | #N/A | #N/A | #N/A | #N/A | #N/A | 10.6 | #N/A | #N/A | #N/A | #N/A | #N/A | #N/A | #N/A | #N/A | #N/A
Frigidaire | FFTA083WA1 | 8000 | Through the Wall | No | No | None | 10.6 | 2019-02-22 | 2019-02-22 | No | 11000 | 8000 | No No None 11000 8000 | 8a | #N/A | #N/A | #N/A | #N/A | #N/A | #N/A | #N/A | #N/A | 10.6 | #N/A | #N/A | #N/A | #N/A | #N/A | #N/A | #N/A | #N/A | #N/A
Garrison | 2498540 | 8000 | Through the Wall | No | No | None | 10.6 | 2016-03-01 | 2016-03-10 | Yes | 11000 | 8000 | No No None 11000 8000 | 8a | #N/A | #N/A | #N/A | #N/A | #N/A | #N/A | #N/A | #N/A | 10.6 | #N/A | #N/A | #N/A | #N/A | #N/A | #N/A | #N/A | #N/A | #N/A
IMPECCA | ITAC08-KS21 | 8000 | Through the Wall | No | No | None | 10.6 | 2016-04-01 | 2016-04-06 | Yes | 11000 | 8000 | No No None 11000 8000 | 8a | #N/A | #N/A | #N/A | #N/A | #N/A | #N/A | #N/A | #N/A | 10.6 | #N/A | #N/A | #N/A | #N/A | #N/A | #N/A | #N/A | #N/A | #N/A
Keystone | KSTAT08-1C | 8000 | Through the Wall | No | No | None | 10.6 | 2016-04-10 | 2016-04-12 | Yes | 11000 | 8000 | No No None 11000 8000 | 8a | #N/A | #N/A | #N/A | #N/A | #N/A | #N/A | #N/A | #N/A | 10.6 | #N/A | #N/A | #N/A | #N/A | #N/A | #N/A | #N/A | #N/A | #N/A
LG | LT0816CERY7 | 8000 | Through the Wall | No | No | None | 10.6 | 2017-01-30 | 2016-12-22 | Yes | 11000 | 8000 | No No None 11000 8000 | 8a | #N/A | #N/A | #N/A | #N/A | #N/A | #N/A | #N/A | #N/A | 10.6 | #N/A | #N/A | #N/A | #N/A | #N/A | #N/A | #N/A | #N/A | #N/A
Perfect aire | 4PATW8000 | 8000 | Through the Wall | No | No | None | 10.6 | 2017-07-04 | 2017-07-05 | Yes | 11000 | 8000 | No No None 11000 8000 | 8a | #N/A | #N/A | #N/A | #N/A | #N/A | #N/A | #N/A | #N/A | 10.6 | #N/A | #N/A | #N/A | #N/A | #N/A | #N/A | #N/A | #N/A | #N/A
Perfect Comfort | PCTTW08L0C2D | 8000 | Through the Wall | No | No | None | 10.6 | 2016-12-21 | 2016-12-21 | Yes | 11000 | 8000 | No No None 11000 8000 | 8a | #N/A | #N/A | #N/A | #N/A | #N/A | #N/A | #N/A | #N/A | 10.6 | #N/A | #N/A | #N/A | #N/A | #N/A | #N/A | #N/A | #N/A | #N/A
Seasons | ST08R1 | 8000 | Through the Wall | No | No | None | 10.6 | 2021-08-31 | 2021-09-08 | Yes | 11000 | 8000 | No No None 11000 8000 | 8a | #N/A | #N/A | #N/A | #N/A | #N/A | #N/A | #N/A | #N/A | 10.6 | #N/A | #N/A | #N/A | #N/A | #N/A | #N/A | #N/A | #N/A | #N/A
TCL | 8T3E1 | 8000 | Through the Wall | No | No | None | 10.6 | 2020-05-15 | 2020-05-19 | Yes | 11000 | 8000 | No No None 11000 8000 | 8a | #N/A | #N/A | #N/A | #N/A | #N/A | #N/A | #N/A | #N/A | 10.6 | #N/A | #N/A | #N/A | #N/A | #N/A | #N/A | #N/A | #N/A | #N/A
TCL | W8T9E1-A | 8000 | Through the Wall | No | No | None | 10.6 | 2020-11-18 | 2020-11-19 | No | 11000 | 8000 | No No None 11000 8000 | 8a | #N/A | #N/A | #N/A | #N/A | #N/A | #N/A | #N/A | #N/A | 10.6 | #N/A | #N/A | #N/A | #N/A | #N/A | #N/A | #N/A | #N/A | #N/A
Westpointe | MWEUW2-08CRN1-BCJ6 | 8000 | Through the Wall | No | No | None | 10.6 | 2016-03-01 | 2016-03-07 | Yes | 11000 | 8000 | No No None 11000 8000 | 8a | #N/A | #N/A | #N/A | #N/A | #N/A | #N/A | #N/A | #N/A | 10.6 | #N/A | #N/A | #N/A | #N/A | #N/A | #N/A | #N/A | #N/A | #N/A
Whirlpool | WHAT081-1AW | 8000 | Through the Wall | No | No | None | 10.6 | 2018-06-22 | 2018-06-22 | Yes | 11000 | 8000 | No No None 11000 8000 | 8a | #N/A | #N/A | #N/A | #N/A | #N/A | #N/A | #N/A | #N/A | 10.6 | #N/A | #N/A | #N/A | #N/A | #N/A | #N/A | #N/A | #N/A | #N/A
Bevoi | BEVTTW081C | 8300 | Through the Wall | No | No | None | 10.6 | 2020-11-17 | 2020-11-20 | Yes | 11000 | 8000 | No No None 11000 8000 | 8a | #N/A | #N/A | #N/A | #N/A | #N/A | #N/A | #N/A | #N/A | 10.6 | #N/A | #N/A | #N/A | #N/A | #N/A | #N/A | #N/A | #N/A | #N/A
Breeze33 | BZ338TWAC1 | 8300 | Through the Wall | No | No | None | 10.6 | 2019-05-09 | 2019-05-13 | Yes | 11000 | 8000 | No No None 11000 8000 | 8a | #N/A | #N/A | #N/A | #N/A | #N/A | #N/A | #N/A | #N/A | 10.6 | #N/A | #N/A | #N/A | #N/A | #N/A | #N/A | #N/A | #N/A | #N/A
Elios | TE08CM10115S | 8300 | Through the Wall | No | No | None | 10.6 | 2019-03-25 | 2019-04-12 | Yes | 11000 | 8000 | No No None 11000 8000 | 8a | #N/A | #N/A | #N/A | #N/A | #N/A | #N/A | #N/A | #N/A | 10.6 | #N/A | #N/A | #N/A | #N/A | #N/A | #N/A | #N/A | #N/A | #N/A
Frigidaire | FHTC083WA1 | 8300 | Through the Wall | No | No | None | 10.6 | 2021-12-06 | 2021-12-06 | Yes | 11000 | 8000 | No No None 11000 8000 | 8a | #N/A | #N/A | #N/A | #N/A | #N/A | #N/A | #N/A | #N/A | 10.6 | #N/A | #N/A | #N/A | #N/A | #N/A | #N/A | #N/A | #N/A | #N/A
Homepointe | MWAUW2-08CRN1-BCJ6 | 8300 | Through the Wall | No | No | None | 10.6 | 2022-05-23 | 2022-05-23 | Yes | 11000 | 8000 | No No None 11000 8000 | 8a | #N/A | #N/A | #N/A | #N/A | #N/A | #N/A | #N/A | #N/A | 10.6 | #N/A | #N/A | #N/A | #N/A | #N/A | #N/A | #N/A | #N/A | #N/A
Homepointe | MWEUW2-08CRN1-BCJ6 | 8300 | Through the Wall | No | No | None | 10.6 | 2019-11-29 | 2020-11-20 | No | 11000 | 8000 | No No None 11000 8000 | 8a | #N/A | #N/A | #N/A | #N/A | #N/A | #N/A | #N/A | #N/A | 10.6 | #N/A | #N/A | #N/A | #N/A | #N/A | #N/A | #N/A | #N/A | #N/A
Koldfront | WTC8002WCO | 8300 | Through the Wall | No | No | None | 10.6 | 2018-09-01 | 2018-11-05 | Yes | 11000 | 8000 | No No None 11000 8000 | 8a | #N/A | #N/A | #N/A | #N/A | #N/A | #N/A | #N/A | #N/A | 10.6 | #N/A | #N/A | #N/A | #N/A | #N/A | #N/A | #N/A | #N/A | #N/A
Midea | MAT08R1ZWT | 8300 | Through the Wall | No | No | None | 10.6 | 2019-03-05 | 2019-03-06 | Yes | 11000 | 8000 | No No None 11000 8000 | 8a | #N/A | #N/A | #N/A | #N/A | #N/A | #N/A | #N/A | #N/A | 10.6 | #N/A | #N/A | #N/A | #N/A | #N/A | #N/A | #N/A | #N/A | #N/A
Midea | MTA08CR81 | 8300 | Through the Wall | No | No | None | 10.6 | 2018-07-27 | 2018-08-03 | No | 11000 | 8000 | No No None 11000 8000 | 8a | #N/A | #N/A | #N/A | #N/A | #N/A | #N/A | #N/A | #N/A | 10.6 | #N/A | #N/A | #N/A | #N/A | #N/A | #N/A | #N/A | #N/A | #N/A
GE | AJCM08ACH*# | 8400 | Through the Wall | No | No | None | 10.6 | 2020-04-01 | 2020-03-27 | Yes | 11000 | 8000 | No No None 11000 8000 | 8a | #N/A | #N/A | #N/A | #N/A | #N/A | #N/A | #N/A | #N/A | 10.6 | #N/A | #N/A | #N/A | #N/A | #N/A | #N/A | #N/A | #N/A | #N/A
GE | AJCM08AWH*# | 8400 | Through the Wall | No | No | None | 10.6 | 2021-03-04 | 2021-03-04 | No | 11000 | 8000 | No No None 11000 8000 | 8a | #N/A | #N/A | #N/A | #N/A | #N/A | #N/A | #N/A | #N/A | 10.6 | #N/A | #N/A | #N/A | #N/A | #N/A | #N/A | #N/A | #N/A | #N/A
GE | AJCQ08ACH*# | 8400 | Through the Wall | No | No | None | 10.6 | 2020-04-01 | 2020-03-27 | No | 11000 | 8000 | No No None 11000 8000 | 8a | #N/A | #N/A | #N/A | #N/A | #N/A | #N/A | #N/A | #N/A | 10.6 | #N/A | #N/A | #N/A | #N/A | #N/A | #N/A | #N/A | #N/A | #N/A
GE | AJCQ08AWH*# | 8400 | Through the Wall | No | No | None | 10.6 | 2021-03-04 | 2021-03-04 | No | 11000 | 8000 | No No None 11000 8000 | 8a | #N/A | #N/A | #N/A | #N/A | #N/A | #N/A | #N/A | #N/A | 10.6 | #N/A | #N/A | #N/A | #N/A | #N/A | #N/A | #N/A | #N/A | #N/A
GE | AKCQ08ACHK1 | 8550 | Through the Wall | No | No | None | 10.6 | 2020-03-02 | 2020-03-03 | Yes | 11000 | 8000 | No No None 11000 8000 | 8a | #N/A | #N/A | #N/A | #N/A | #N/A | #N/A | #N/A | #N/A | 10.6 | #N/A | #N/A | #N/A | #N/A | #N/A | #N/A | #N/A | #N/A | #N/A
LG | LT1036CERY7(208V) | 9500 | Through the Wall | No | No | None | 10.6 | 2017-01-30 | 2016-12-22 | Yes | 11000 | 8000 | No No None 11000 8000 | 8a | #N/A | #N/A | #N/A | #N/A | #N/A | #N/A | #N/A | #N/A | 10.6 | #N/A | #N/A | #N/A | #N/A | #N/A | #N/A | #N/A | #N/A | #N/A
LG | LT1016CERY7 | 9800 | Through the Wall | No | No | None | 10.6 | 2017-01-30 | 2016-12-22 | Yes | 11000 | 8000 | No No None 11000 8000 | 8a | #N/A | #N/A | #N/A | #N/A | #N/A | #N/A | #N/A | #N/A | 10.6 | #N/A | #N/A | #N/A | #N/A | #N/A | #N/A | #N/A | #N/A | #N/A
LG | LT1036CERY7(230V) | 9800 | Through the Wall | No | No | None | 10.6 | 2017-01-30 | 2016-12-22 | No | 11000 | 8000 | No No None 11000 8000 | 8a | #N/A | #N/A | #N/A | #N/A | #N/A | #N/A | #N/A | #N/A | 10.6 | #N/A | #N/A | #N/A | #N/A | #N/A | #N/A | #N/A | #N/A | #N/A
Arctic King | MWFUK-08CRN1-BCL0 | 10000 | Through the Wall | No | No | None | 12 | 2016-10-25 | 2016-10-25 | Yes | 11000 | 8000 | No No None 11000 8000 | 8a | #N/A | #N/A | #N/A | #N/A | #N/A | #N/A | #N/A | #N/A | 12 | #N/A | #N/A | #N/A | #N/A | #N/A | #N/A | #N/A | #N/A | #N/A
Arctic King | WWK08CW71E | 10000 | Through the Wall | No | No | None | 12 | 2016-10-25 | 2016-10-25 | No | 11000 | 8000 | No No None 11000 8000 | 8a | #N/A | #N/A | #N/A | #N/A | #N/A | #N/A | #N/A | #N/A | 12 | #N/A | #N/A | #N/A | #N/A | #N/A | #N/A | #N/A | #N/A | #N/A
Coolworks | MWFUK-08CRN1-BCL0 | 8000 | Through the Wall | No | No | None | 12 | 2017-02-17 | 2017-02-17 | Yes | 11000 | 8000 | No No None 11000 8000 | 8a | #N/A | #N/A | #N/A | #N/A | #N/A | #N/A | #N/A | #N/A | 12 | #N/A | #N/A | #N/A | #N/A | #N/A | #N/A | #N/A | #N/A | #N/A
LG | LT1236CERY7(208V) | 11500 | Through the Wall | No | No | None | 10.5 | 2017-01-30 | 2016-12-22 | Yes | 14000 | 11000 | No No None 14000 11000 | 8b | #N/A | #N/A | #N/A | #N/A | #N/A | #N/A | #N/A | #N/A | #N/A | 10.5 | #N/A | #N/A | #N/A | #N/A | #N/A | #N/A | #N/A | #N/A
Friedrich | WCT12A10B | 11600 | Through the Wall | No | No | None | 10.5 | 2021-06-01 | 2021-06-01 | Yes | 14000 | 11000 | No No None 14000 11000 | 8b | #N/A | #N/A | #N/A | #N/A | #N/A | #N/A | #N/A | #N/A | #N/A | 10.5 | #N/A | #N/A | #N/A | #N/A | #N/A | #N/A | #N/A | #N/A
Friedrich | WCT12A30B | 11600 | Through the Wall | No | No | None | 10.5 | 2021-06-01 | 2021-06-01 | No | 14000 | 11000 | No No None 14000 11000 | 8b | #N/A | #N/A | #N/A | #N/A | #N/A | #N/A | #N/A | #N/A | #N/A | 10.5 | #N/A | #N/A | #N/A | #N/A | #N/A | #N/A | #N/A | #N/A
LG | LT1216CERY7 | 11800 | Through the Wall | No | No | None | 10.5 | 2017-01-30 | 2016-12-22 | Yes | 14000 | 11000 | No No None 14000 11000 | 8b | #N/A | #N/A | #N/A | #N/A | #N/A | #N/A | #N/A | #N/A | #N/A | 10.5 | #N/A | #N/A | #N/A | #N/A | #N/A | #N/A | #N/A | #N/A
LG | LT1236CERY7(230V) | 11800 | Through the Wall | No | No | None | 10.5 | 2017-01-30 | 2016-12-22 | No | 14000 | 11000 | No No None 14000 11000 | 8b | #N/A | #N/A | #N/A | #N/A | #N/A | #N/A | #N/A | #N/A | #N/A | 10.5 | #N/A | #N/A | #N/A | #N/A | #N/A | #N/A | #N/A | #N/A
Arctic King | AKTW12CR61 | 12000 | Through the Wall | No | No | None | 10.5 | 2015-12-01 | 2015-12-08 | Yes | 14000 | 11000 | No No None 14000 11000 | 8b | #N/A | #N/A | #N/A | #N/A | #N/A | #N/A | #N/A | #N/A | #N/A | 10.5 | #N/A | #N/A | #N/A | #N/A | #N/A | #N/A | #N/A | #N/A
Arctic King | AKTW12CR62 | 12000 | Through the Wall | No | No | None | 10.5 | 2015-12-01 | 2015-12-08 | No | 14000 | 11000 | No No None 14000 11000 | 8b | #N/A | #N/A | #N/A | #N/A | #N/A | #N/A | #N/A | #N/A | #N/A | 10.5 | #N/A | #N/A | #N/A | #N/A | #N/A | #N/A | #N/A | #N/A
Arctic Wind | 2ATW120002A | 12000 | Through the Wall | No | No | None | 10.5 | 2021-03-30 | 2021-04-14 | Yes | 14000 | 11000 | No No None 14000 11000 | 8b | #N/A | #N/A | #N/A | #N/A | #N/A | #N/A | #N/A | #N/A | #N/A | 10.5 | #N/A | #N/A | #N/A | #N/A | #N/A | #N/A | #N/A | #N/A
Arctic Wind | 2ATW12000A | 12000 | Through the Wall | No | No | None | 10.5 | 2021-03-30 | 2021-04-14 | No | 14000 | 11000 | No No None 14000 11000 | 8b | #N/A | #N/A | #N/A | #N/A | #N/A | #N/A | #N/A | #N/A | #N/A | 10.5 | #N/A | #N/A | #N/A | #N/A | #N/A | #N/A | #N/A | #N/A
Bevoi | BEVTTW121C | 12000 | Through the Wall | No | No | None | 10.5 | 2020-11-17 | 2020-11-20 | Yes | 14000 | 11000 | No No None 14000 11000 | 8b | #N/A | #N/A | #N/A | #N/A | #N/A | #N/A | #N/A | #N/A | #N/A | 10.5 | #N/A | #N/A | #N/A | #N/A | #N/A | #N/A | #N/A | #N/A
Breeze33 | BZ3312TWAC1 | 12000 | Through the Wall | No | No | None | 10.5 | 2019-05-09 | 2019-05-13 | Yes | 14000 | 11000 | No No None 14000 11000 | 8b | #N/A | #N/A | #N/A | #N/A | #N/A | #N/A | #N/A | #N/A | #N/A | 10.5 | #N/A | #N/A | #N/A | #N/A | #N/A | #N/A | #N/A | #N/A
Breeze33 | BZ3312TWAC2 | 12000 | Through the Wall | No | No | None | 10.5 | 2019-05-09 | 2019-05-13 | No | 14000 | 11000 | No No None 14000 11000 | 8b | #N/A | #N/A | #N/A | #N/A | #N/A | #N/A | #N/A | #N/A | #N/A | 10.5 | #N/A | #N/A | #N/A | #N/A | #N/A | #N/A | #N/A | #N/A
Coast air | CB121A | 12000 | Through the Wall | No | No | None | 10.5 | 2021-02-04 | 2021-02-05 | Yes | 14000 | 11000 | No No None 14000 11000 | 8b | #N/A | #N/A | #N/A | #N/A | #N/A | #N/A | #N/A | #N/A | #N/A | 10.5 | #N/A | #N/A | #N/A | #N/A | #N/A | #N/A | #N/A | #N/A
Coast air | CB123A | 12000 | Through the Wall | No | No | None | 10.5 | 2021-02-04 | 2021-02-05 | No | 14000 | 11000 | No No None 14000 11000 | 8b | #N/A | #N/A | #N/A | #N/A | #N/A | #N/A | #N/A | #N/A | #N/A | 10.5 | #N/A | #N/A | #N/A | #N/A | #N/A | #N/A | #N/A | #N/A
Comfort-Aire | BG-121P | 12000 | Through the Wall | No | No | None | 10.5 | 2015-12-01 | 2015-12-08 | Yes | 14000 | 11000 | No No None 14000 11000 | 8b | #N/A | #N/A | #N/A | #N/A | #N/A | #N/A | #N/A | #N/A | #N/A | 10.5 | #N/A | #N/A | #N/A | #N/A | #N/A | #N/A | #N/A | #N/A
Comfort-Aire | BG-123P | 12000 | Through the Wall | No | No | None | 10.5 | 2015-12-01 | 2015-12-08 | No | 14000 | 11000 | No No None 14000 11000 | 8b | #N/A | #N/A | #N/A | #N/A | #N/A | #N/A | #N/A | #N/A | #N/A | 10.5 | #N/A | #N/A | #N/A | #N/A | #N/A | #N/A | #N/A | #N/A
Crosley | CTWMS12A1 | 12000 | Through the Wall | No | No | None | 10.5 | 2017-01-21 | 2017-01-21 | Yes | 14000 | 11000 | No No None 14000 11000 | 8b | #N/A | #N/A | #N/A | #N/A | #N/A | #N/A | #N/A | #N/A | #N/A | 10.5 | #N/A | #N/A | #N/A | #N/A | #N/A | #N/A | #N/A | #N/A
Crosley | CTWMS12A2 (230V) | 12000 | Through the Wall | No | No | None | 10.5 | 2017-01-21 | 2017-01-21 | No | 14000 | 11000 | No No None 14000 11000 | 8b | #N/A | #N/A | #N/A | #N/A | #N/A | #N/A | #N/A | #N/A | #N/A | 10.5 | #N/A | #N/A | #N/A | #N/A | #N/A | #N/A | #N/A | #N/A
Danby | DTAC120B1* | 12000 | Through the Wall | No | No | None | 10.5 | 2019-11-20 | 2019-11-20 | Yes | 14000 | 11000 | No No None 14000 11000 | 8b | #N/A | #N/A | #N/A | #N/A | #N/A | #N/A | #N/A | #N/A | #N/A | 10.5 | #N/A | #N/A | #N/A | #N/A | #N/A | #N/A | #N/A | #N/A
Danby | DTAC120BAU* | 12000 | Through the Wall | No | No | None | 10.5 | 2017-12-18 | 2017-12-18 | No | 14000 | 11000 | No No None 14000 11000 | 8b | #N/A | #N/A | #N/A | #N/A | #N/A | #N/A | #N/A | #N/A | #N/A | 10.5 | #N/A | #N/A | #N/A | #N/A | #N/A | #N/A | #N/A | #N/A
Elios | T12CEM9230S | 12000 | Through the Wall | No | No | None | 10.5 | 2019-03-25 | 2019-04-12 | Yes | 14000 | 11000 | No No None 14000 11000 | 8b | #N/A | #N/A | #N/A | #N/A | #N/A | #N/A | #N/A | #N/A | #N/A | 10.5 | #N/A | #N/A | #N/A | #N/A | #N/A | #N/A | #N/A | #N/A
Elios | TE12CM10115S | 12000 | Through the Wall | No | No | None | 10.5 | 2019-03-25 | 2019-04-12 | No | 14000 | 11000 | No No None 14000 11000 | 8b | #N/A | #N/A | #N/A | #N/A | #N/A | #N/A | #N/A | #N/A | #N/A | 10.5 | #N/A | #N/A | #N/A | #N/A | #N/A | #N/A | #N/A | #N/A
Elios | TE12CM10230S | 12000 | Through the Wall | No | No | None | 10.5 | 2019-03-25 | 2019-04-12 | No | 14000 | 11000 | No No None 14000 11000 | 8b | #N/A | #N/A | #N/A | #N/A | #N/A | #N/A | #N/A | #N/A | #N/A | 10.5 | #N/A | #N/A | #N/A | #N/A | #N/A | #N/A | #N/A | #N/A
Emerson Quiet Kool | EBTC12RE1 | 12000 | Through the Wall | No | No | None | 10.5 | 2017-04-12 | 2017-04-12 | Yes | 14000 | 11000 | No No None 14000 11000 | 8b | #N/A | #N/A | #N/A | #N/A | #N/A | #N/A | #N/A | #N/A | #N/A | 10.5 | #N/A | #N/A | #N/A | #N/A | #N/A | #N/A | #N/A | #N/A
Emerson Quiet Kool | EBTC12RE2 | 12000 | Through the Wall | No | No | None | 10.5 | 2017-12-04 | 2017-12-04 | No | 14000 | 11000 | No No None 14000 11000 | 8b | #N/A | #N/A | #N/A | #N/A | #N/A | #N/A | #N/A | #N/A | #N/A | 10.5 | #N/A | #N/A | #N/A | #N/A | #N/A | #N/A | #N/A | #N/A
Emerson Quiet Kool | E*TC12RE1T | 12000 | Through the Wall | No | No | None | 10.5 | 2018-07-03 | 2018-07-03 | No | 14000 | 11000 | No No None 14000 11000 | 8b | #N/A | #N/A | #N/A | #N/A | #N/A | #N/A | #N/A | #N/A | #N/A | 10.5 | #N/A | #N/A | #N/A | #N/A | #N/A | #N/A | #N/A | #N/A
Emerson Quiet Kool | E*TC12RE2T | 12000 | Through the Wall | No | No | None | 10.5 | 2018-07-03 | 2018-07-03 | No | 14000 | 11000 | No No None 14000 11000 | 8b | #N/A | #N/A | #N/A | #N/A | #N/A | #N/A | #N/A | #N/A | #N/A | 10.5 | #N/A | #N/A | #N/A | #N/A | #N/A | #N/A | #N/A | #N/A
Emerson Quiet Kool | E*TC12RSE1T | 12000 | Through the Wall | No | No | None | 10.5 | 2019-11-20 | 2019-11-19 | No | 14000 | 11000 | No No None 14000 11000 | 8b | #N/A | #N/A | #N/A | #N/A | #N/A | #N/A | #N/A | #N/A | #N/A | 10.5 | #N/A | #N/A | #N/A | #N/A | #N/A | #N/A | #N/A | #N/A
Emerson Quiet Kool | E*TC12RSE2T | 12000 | Through the Wall | No | No | None | 10.5 | 2019-11-20 | 2019-11-19 | No | 14000 | 11000 | No No None 14000 11000 | 8b | #N/A | #N/A | #N/A | #N/A | #N/A | #N/A | #N/A | #N/A | #N/A | 10.5 | #N/A | #N/A | #N/A | #N/A | #N/A | #N/A | #N/A | #N/A
Friedrich | UCT12A10A | 12000 | Through the Wall | No | No | None | 10.5 | 2019-05-28 | 2019-05-28 | Yes | 14000 | 11000 | No No None 14000 11000 | 8b | #N/A | #N/A | #N/A | #N/A | #N/A | #N/A | #N/A | #N/A | #N/A | 10.5 | #N/A | #N/A | #N/A | #N/A | #N/A | #N/A | #N/A | #N/A
Friedrich | UCT12A30A | 12000 | Through the Wall | No | No | None | 10.5 | 2019-05-28 | 2019-05-28 | No | 14000 | 11000 | No No None 14000 11000 | 8b | #N/A | #N/A | #N/A | #N/A | #N/A | #N/A | #N/A | #N/A | #N/A | 10.5 | #N/A | #N/A | #N/A | #N/A | #N/A | #N/A | #N/A | #N/A
Frigidaire | FFTA1233U1 | 12000 | Through the Wall | No | No | None | 10.5 | 2017-12-01 | 2017-12-15 | Yes | 14000 | 11000 | No No None 14000 11000 | 8b | #N/A | #N/A | #N/A | #N/A | #N/A | #N/A | #N/A | #N/A | #N/A | 10.5 | #N/A | #N/A | #N/A | #N/A | #N/A | #N/A | #N/A | #N/A
Frigidaire | FFTA1233U2 | 12000 | Through the Wall | No | No | None | 10.5 | 2017-12-01 | 2017-12-15 | No | 14000 | 11000 | No No None 14000 11000 | 8b | #N/A | #N/A | #N/A | #N/A | #N/A | #N/A | #N/A | #N/A | #N/A | 10.5 | #N/A | #N/A | #N/A | #N/A | #N/A | #N/A | #N/A | #N/A
Frigidaire | FFTA123WA1 | 12000 | Through the Wall | No | No | None | 10.5 | 2019-02-22 | 2019-02-22 | No | 14000 | 11000 | No No None 14000 11000 | 8b | #N/A | #N/A | #N/A | #N/A | #N/A | #N/A | #N/A | #N/A | #N/A | 10.5 | #N/A | #N/A | #N/A | #N/A | #N/A | #N/A | #N/A | #N/A
Frigidaire | FFTA123WA2 | 12000 | Through the Wall | No | No | None | 10.5 | 2019-02-22 | 2019-02-22 | No | 14000 | 11000 | No No None 14000 11000 | 8b | #N/A | #N/A | #N/A | #N/A | #N/A | #N/A | #N/A | #N/A | #N/A | 10.5 | #N/A | #N/A | #N/A | #N/A | #N/A | #N/A | #N/A | #N/A
Frigidaire | FHTC123WA1 | 12000 | Through the Wall | No | No | None | 10.5 | 2021-12-06 | 2021-12-06 | No | 14000 | 11000 | No No None 14000 11000 | 8b | #N/A | #N/A | #N/A | #N/A | #N/A | #N/A | #N/A | #N/A | #N/A | 10.5 | #N/A | #N/A | #N/A | #N/A | #N/A | #N/A | #N/A | #N/A
Frigidaire | FHTC123WA2 | 12000 | Through the Wall | No | No | None | 10.5 | 2021-12-06 | 2021-12-06 | No | 14000 | 11000 | No No None 14000 11000 | 8b | #N/A | #N/A | #N/A | #N/A | #N/A | #N/A | #N/A | #N/A | #N/A | 10.5 | #N/A | #N/A | #N/A | #N/A | #N/A | #N/A | #N/A | #N/A
Frigidaire | FHTW123WA1 | 12000 | Through the Wall | No | No | None | 10.5 | 2021-12-06 | 2021-12-06 | No | 14000 | 11000 | No No None 14000 11000 | 8b | #N/A | #N/A | #N/A | #N/A | #N/A | #N/A | #N/A | #N/A | #N/A | 10.5 | #N/A | #N/A | #N/A | #N/A | #N/A | #N/A | #N/A | #N/A
Garrison | 2498543 | 12000 | Through the Wall | No | No | None | 10.5 | 2016-03-01 | 2016-03-10 | Yes | 14000 | 11000 | No No None 14000 11000 | 8b | #N/A | #N/A | #N/A | #N/A | #N/A | #N/A | #N/A | #N/A | #N/A | 10.5 | #N/A | #N/A | #N/A | #N/A | #N/A | #N/A | #N/A | #N/A
Garrison | 2498544 | 12000 | Through the Wall | No | No | None | 10.5 | 2016-03-01 | 2016-03-10 | No | 14000 | 11000 | No No None 14000 11000 | 8b | #N/A | #N/A | #N/A | #N/A | #N/A | #N/A | #N/A | #N/A | #N/A | 10.5 | #N/A | #N/A | #N/A | #N/A | #N/A | #N/A | #N/A | #N/A
GE | AJCQ12ACH*# | 12000 | Through the Wall | No | No | None | 10.5 | 2020-04-01 | 2020-03-27 | Yes | 14000 | 11000 | No No None 14000 11000 | 8b | #N/A | #N/A | #N/A | #N/A | #N/A | #N/A | #N/A | #N/A | #N/A | 10.5 | #N/A | #N/A | #N/A | #N/A | #N/A | #N/A | #N/A | #N/A
GE | AJCQ12AWH*# | 12000 | Through the Wall | No | No | None | 10.5 | 2021-02-22 | 2021-02-23 | No | 14000 | 11000 | No No None 14000 11000 | 8b | #N/A | #N/A | #N/A | #N/A | #N/A | #N/A | #N/A | #N/A | #N/A | 10.5 | #N/A | #N/A | #N/A | #N/A | #N/A | #N/A | #N/A | #N/A
GE | AKCQ12ACHK1 | 12000 | Through the Wall | No | No | None | 10.5 | 2020-01-17 | 2020-02-20 | No | 14000 | 11000 | No No None 14000 11000 | 8b | #N/A | #N/A | #N/A | #N/A | #N/A | #N/A | #N/A | #N/A | #N/A | 10.5 | #N/A | #N/A | #N/A | #N/A | #N/A | #N/A | #N/A | #N/A
GENUINE COMFORT | GCTTW-12CRA1 | 12000 | Through the Wall | No | No | None | 10.5 | 2021-07-20 | 2021-08-30 | Yes | 14000 | 11000 | No No None 14000 11000 | 8b | #N/A | #N/A | #N/A | #N/A | #N/A | #N/A | #N/A | #N/A | #N/A | 10.5 | #N/A | #N/A | #N/A | #N/A | #N/A | #N/A | #N/A | #N/A
GENUINE COMFORT | GCTTW-12CRA2 | 12000 | Through the Wall | No | No | None | 10.5 | 2021-07-20 | 2021-08-30 | No | 14000 | 11000 | No No None 14000 11000 | 8b | #N/A | #N/A | #N/A | #N/A | #N/A | #N/A | #N/A | #N/A | #N/A | 10.5 | #N/A | #N/A | #N/A | #N/A | #N/A | #N/A | #N/A | #N/A
Homepointe | MWAUW2-12CRN1-MCJ5 | 12000 | Through the Wall | No | No | None | 10.5 | 2022-05-23 | 2022-05-23 | Yes | 14000 | 11000 | No No None 14000 11000 | 8b | #N/A | #N/A | #N/A | #N/A | #N/A | #N/A | #N/A | #N/A | #N/A | 10.5 | #N/A | #N/A | #N/A | #N/A | #N/A | #N/A | #N/A | #N/A
Homepointe | MWEUW2-12CRN1-MCJ5 | 12000 | Through the Wall | No | No | None | 10.5 | 2019-11-29 | 2020-11-20 | No | 14000 | 11000 | No No None 14000 11000 | 8b | #N/A | #N/A | #N/A | #N/A | #N/A | #N/A | #N/A | #N/A | #N/A | 10.5 | #N/A | #N/A | #N/A | #N/A | #N/A | #N/A | #N/A | #N/A
IMPECCA | ITAC12-KSA21 | 12000 | Through the Wall | No | No | None | 10.5 | 2016-04-01 | 2016-04-06 | Yes | 14000 | 11000 | No No None 14000 11000 | 8b | #N/A | #N/A | #N/A | #N/A | #N/A | #N/A | #N/A | #N/A | #N/A | 10.5 | #N/A | #N/A | #N/A | #N/A | #N/A | #N/A | #N/A | #N/A
IMPECCA | ITAC12-KSB21 | 12000 | Through the Wall | No | No | None | 10.5 | 2016-04-01 | 2016-04-06 | No | 14000 | 11000 | No No None 14000 11000 | 8b | #N/A | #N/A | #N/A | #N/A | #N/A | #N/A | #N/A | #N/A | #N/A | 10.5 | #N/A | #N/A | #N/A | #N/A | #N/A | #N/A | #N/A | #N/A
Keystone | KSTAT12-1C | 12000 | Through the Wall | No | No | None | 10.5 | 2016-04-10 | 2016-04-12 | Yes | 14000 | 11000 | No No None 14000 11000 | 8b | #N/A | #N/A | #N/A | #N/A | #N/A | #N/A | #N/A | #N/A | #N/A | 10.5 | #N/A | #N/A | #N/A | #N/A | #N/A | #N/A | #N/A | #N/A
Keystone | KSTAT12-2C | 12000 | Through the Wall | No | No | None | 10.5 | 2016-04-10 | 2016-04-12 | No | 14000 | 11000 | No No None 14000 11000 | 8b | #N/A | #N/A | #N/A | #N/A | #N/A | #N/A | #N/A | #N/A | #N/A | 10.5 | #N/A | #N/A | #N/A | #N/A | #N/A | #N/A | #N/A | #N/A
Koldfront | WTC12002WCO115V | 12000 | Through the Wall | No | No | None | 10.5 | 2017-02-03 | 2017-02-03 | Yes | 14000 | 11000 | No No None 14000 11000 | 8b | #N/A | #N/A | #N/A | #N/A | #N/A | #N/A | #N/A | #N/A | #N/A | 10.5 | #N/A | #N/A | #N/A | #N/A | #N/A | #N/A | #N/A | #N/A
Koldfront | WTC12012WCO230V | 12000 | Through the Wall | No | No | None | 10.5 | 2017-02-03 | 2017-02-03 | No | 14000 | 11000 | No No None 14000 11000 | 8b | #N/A | #N/A | #N/A | #N/A | #N/A | #N/A | #N/A | #N/A | #N/A | 10.5 | #N/A | #N/A | #N/A | #N/A | #N/A | #N/A | #N/A | #N/A
Koolking | MWECW2-12CRN1-BCJ5 | 12000 | Through the Wall | No | No | None | 10.5 | 2015-12-15 | 2015-12-23 | Yes | 14000 | 11000 | No No None 14000 11000 | 8b | #N/A | #N/A | #N/A | #N/A | #N/A | #N/A | #N/A | #N/A | #N/A | 10.5 | #N/A | #N/A | #N/A | #N/A | #N/A | #N/A | #N/A | #N/A
Midea | MAT12R1ZWT | 12000 | Through the Wall | No | No | None | 10.5 | 2019-03-05 | 2019-03-06 | Yes | 14000 | 11000 | No No None 14000 11000 | 8b | #N/A | #N/A | #N/A | #N/A | #N/A | #N/A | #N/A | #N/A | #N/A | 10.5 | #N/A | #N/A | #N/A | #N/A | #N/A | #N/A | #N/A | #N/A
Midea | MAT12R2ZWT | 12000 | Through the Wall | No | No | None | 10.5 | 2019-03-05 | 2019-03-06 | No | 14000 | 11000 | No No None 14000 11000 | 8b | #N/A | #N/A | #N/A | #N/A | #N/A | #N/A | #N/A | #N/A | #N/A | 10.5 | #N/A | #N/A | #N/A | #N/A | #N/A | #N/A | #N/A | #N/A
Midea | MTA12CR81 | 12000 | Through the Wall | No | No | None | 10.5 | 2018-07-27 | 2018-08-03 | No | 14000 | 11000 | No No None 14000 11000 | 8b | #N/A | #N/A | #N/A | #N/A | #N/A | #N/A | #N/A | #N/A | #N/A | 10.5 | #N/A | #N/A | #N/A | #N/A | #N/A | #N/A | #N/A | #N/A
Midea | MTA12CR82 | 12000 | Through the Wall | No | No | None | 10.5 | 2018-07-27 | 2018-08-03 | No | 14000 | 11000 | No No None 14000 11000 | 8b | #N/A | #N/A | #N/A | #N/A | #N/A | #N/A | #N/A | #N/A | #N/A | 10.5 | #N/A | #N/A | #N/A | #N/A | #N/A | #N/A | #N/A | #N/A
Midea | MWGUW2-12CRN1-BCJ5 | 12000 | Through the Wall | No | No | None | 10.5 | 2022-02-25 | 2022-02-25 | No | 14000 | 11000 | No No None 14000 11000 | 8b | #N/A | #N/A | #N/A | #N/A | #N/A | #N/A | #N/A | #N/A | #N/A | 10.5 | #N/A | #N/A | #N/A | #N/A | #N/A | #N/A | #N/A | #N/A
OMNI MAX | OWECW212CRN1BCJ5 | 12000 | Through the Wall | No | No | None | 10.5 | 2022-02-17 | 2022-02-25 | Yes | 14000 | 11000 | No No None 14000 11000 | 8b | #N/A | #N/A | #N/A | #N/A | #N/A | #N/A | #N/A | #N/A | #N/A | 10.5 | #N/A | #N/A | #N/A | #N/A | #N/A | #N/A | #N/A | #N/A
PELONIS | PAT12R1ZWT | 12000 | Through the Wall | No | No | None | 10.5 | 2019-10-09 | 2019-10-09 | Yes | 14000 | 11000 | No No None 14000 11000 | 8b | #N/A | #N/A | #N/A | #N/A | #N/A | #N/A | #N/A | #N/A | #N/A | 10.5 | #N/A | #N/A | #N/A | #N/A | #N/A | #N/A | #N/A | #N/A
Perfect aire | 4PATW12000 | 12000 | Through the Wall | No | No | None | 10.5 | 2015-12-15 | 2015-12-23 | Yes | 14000 | 11000 | No No None 14000 11000 | 8b | #N/A | #N/A | #N/A | #N/A | #N/A | #N/A | #N/A | #N/A | #N/A | 10.5 | #N/A | #N/A | #N/A | #N/A | #N/A | #N/A | #N/A | #N/A
Perfect aire | 4PATW12002 | 12000 | Through the Wall | No | No | None | 10.5 | 2016-06-10 | 2016-06-15 | No | 14000 | 11000 | No No None 14000 11000 | 8b | #N/A | #N/A | #N/A | #N/A | #N/A | #N/A | #N/A | #N/A | #N/A | 10.5 | #N/A | #N/A | #N/A | #N/A | #N/A | #N/A | #N/A | #N/A
Perfect Comfort | PCTTW12K0C2D | 12000 | Through the Wall | No | No | None | 10.5 | 2019-06-11 | 2019-06-11 | Yes | 14000 | 11000 | No No None 14000 11000 | 8b | #N/A | #N/A | #N/A | #N/A | #N/A | #N/A | #N/A | #N/A | #N/A | 10.5 | #N/A | #N/A | #N/A | #N/A | #N/A | #N/A | #N/A | #N/A
Perfect Comfort | PCTTW12L0C2D | 12000 | Through the Wall | No | No | None | 10.5 | 2016-12-21 | 2016-12-21 | No | 14000 | 11000 | No No None 14000 11000 | 8b | #N/A | #N/A | #N/A | #N/A | #N/A | #N/A | #N/A | #N/A | #N/A | 10.5 | #N/A | #N/A | #N/A | #N/A | #N/A | #N/A | #N/A | #N/A
Sea Breeze | STW412AYRE | 12000 | Through the Wall | No | No | None | 10.5 | 2016-02-15 | 2016-02-18 | Yes | 14000 | 11000 | No No None 14000 11000 | 8b | #N/A | #N/A | #N/A | #N/A | #N/A | #N/A | #N/A | #N/A | #N/A | 10.5 | #N/A | #N/A | #N/A | #N/A | #N/A | #N/A | #N/A | #N/A
Seasons | ST12R1 | 12000 | Through the Wall | No | No | None | 10.5 | 2021-08-31 | 2021-09-08 | Yes | 14000 | 11000 | No No None 14000 11000 | 8b | #N/A | #N/A | #N/A | #N/A | #N/A | #N/A | #N/A | #N/A | #N/A | 10.5 | #N/A | #N/A | #N/A | #N/A | #N/A | #N/A | #N/A | #N/A
Seasons | ST12R2 | 12000 | Through the Wall | No | No | None | 10.5 | 2021-08-31 | 2021-09-08 | No | 14000 | 11000 | No No None 14000 11000 | 8b | #N/A | #N/A | #N/A | #N/A | #N/A | #N/A | #N/A | #N/A | #N/A | 10.5 | #N/A | #N/A | #N/A | #N/A | #N/A | #N/A | #N/A | #N/A
TCL | 12T3E1 | 12000 | Through the Wall | No | No | None | 10.5 | 2020-05-15 | 2020-05-19 | Yes | 14000 | 11000 | No No None 14000 11000 | 8b | #N/A | #N/A | #N/A | #N/A | #N/A | #N/A | #N/A | #N/A | #N/A | 10.5 | #N/A | #N/A | #N/A | #N/A | #N/A | #N/A | #N/A | #N/A
TCL | W12T9EX1-A | 12000 | Through the Wall | No | No | None | 10.5 | 2020-11-18 | 2020-11-19 | No | 14000 | 11000 | No No None 14000 11000 | 8b | #N/A | #N/A | #N/A | #N/A | #N/A | #N/A | #N/A | #N/A | #N/A | 10.5 | #N/A | #N/A | #N/A | #N/A | #N/A | #N/A | #N/A | #N/A
Thermal Zone | STW412AYRE | 12000 | Through the Wall | No | No | None | 10.5 | 2016-02-15 | 2016-02-18 | Yes | 14000 | 11000 | No No None 14000 11000 | 8b | #N/A | #N/A | #N/A | #N/A | #N/A | #N/A | #N/A | #N/A | #N/A | 10.5 | #N/A | #N/A | #N/A | #N/A | #N/A | #N/A | #N/A | #N/A
Westpointe | MWEUW2-12CRN1-MCJ5 | 12000 | Through the Wall | No | No | None | 10.5 | 2016-03-01 | 2016-03-07 | Yes | 14000 | 11000 | No No None 14000 11000 | 8b | #N/A | #N/A | #N/A | #N/A | #N/A | #N/A | #N/A | #N/A | #N/A | 10.5 | #N/A | #N/A | #N/A | #N/A | #N/A | #N/A | #N/A | #N/A
Whirlpool | WHAT121-1AW | 12000 | Through the Wall | No | No | None | 10.5 | 2018-06-22 | 2018-06-22 | Yes | 14000 | 11000 | No No None 14000 11000 | 8b | #N/A | #N/A | #N/A | #N/A | #N/A | #N/A | #N/A | #N/A | #N/A | 10.5 | #N/A | #N/A | #N/A | #N/A | #N/A | #N/A | #N/A | #N/A
Whirlpool | WHAT122-2AW | 12000 | Through the Wall | No | No | None | 10.5 | 2018-06-22 | 2018-06-22 | No | 14000 | 11000 | No No None 14000 11000 | 8b | #N/A | #N/A | #N/A | #N/A | #N/A | #N/A | #N/A | #N/A | #N/A | 10.5 | #N/A | #N/A | #N/A | #N/A | #N/A | #N/A | #N/A | #N/A
GE | AJCM12DCH*# | 12100 | Through the Wall | No | No | None | 10.5 | 2020-04-01 | 2020-03-27 | Yes | 14000 | 11000 | No No None 14000 11000 | 8b | #N/A | #N/A | #N/A | #N/A | #N/A | #N/A | #N/A | #N/A | #N/A | 10.5 | #N/A | #N/A | #N/A | #N/A | #N/A | #N/A | #N/A | #N/A
GE | AJCQ12DCH*# | 12100 | Through the Wall | No | No | None | 10.5 | 2020-04-01 | 2020-03-27 | No | 14000 | 11000 | No No None 14000 11000 | 8b | #N/A | #N/A | #N/A | #N/A | #N/A | #N/A | #N/A | #N/A | #N/A | 10.5 | #N/A | #N/A | #N/A | #N/A | #N/A | #N/A | #N/A | #N/A
GE | AJCQ12DWH*# | 12100 | Through the Wall | No | No | None | 10.5 | 2021-02-22 | 2021-02-23 | No | 14000 | 11000 | No No None 14000 11000 | 8b | #N/A | #N/A | #N/A | #N/A | #N/A | #N/A | #N/A | #N/A | #N/A | 10.5 | #N/A | #N/A | #N/A | #N/A | #N/A | #N/A | #N/A | #N/A
GE | AKCQ12DCHK1 | 12100 | Through the Wall | No | No | None | 10.5 | 2020-03-02 | 2020-03-03 | No | 14000 | 11000 | No No None 14000 11000 | 8b | #N/A | #N/A | #N/A | #N/A | #N/A | #N/A | #N/A | #N/A | #N/A | 10.5 | #N/A | #N/A | #N/A | #N/A | #N/A | #N/A | #N/A | #N/A
TCL | 12T3E1-CA | 12100 | Through the Wall | No | No | None | 10.5 | 2022-07-11 | 2022-07-14 | Yes | 14000 | 11000 | No No None 14000 11000 | 8b | #N/A | #N/A | #N/A | #N/A | #N/A | #N/A | #N/A | #N/A | #N/A | 10.5 | #N/A | #N/A | #N/A | #N/A | #N/A | #N/A | #N/A | #N/A
TCL | W12T9E1-A | 12100 | Through the Wall | No | No | None | 10.5 | 2022-07-22 | 2022-07-25 | No | 14000 | 11000 | No No None 14000 11000 | 8b | #N/A | #N/A | #N/A | #N/A | #N/A | #N/A | #N/A | #N/A | #N/A | 10.5 | #N/A | #N/A | #N/A | #N/A | #N/A | #N/A | #N/A | #N/A
Friedrich | WCT12A10A | 12000 | Through the Wall | No | No | None | 9.5 | 2019-03-15 | 2019-03-25 | Yes | 14000 | 11000 | No No None 14000 11000 | 8b | #N/A | #N/A | #N/A | #N/A | #N/A | #N/A | #N/A | #N/A | #N/A | 9.5 | #N/A | #N/A | #N/A | #N/A | #N/A | #N/A | #N/A | #N/A
Friedrich | WCT12A30A | 12000 | Through the Wall | No | No | None | 9.5 | 2019-03-15 | 2019-03-25 | No | 14000 | 11000 | No No None 14000 11000 | 8b | #N/A | #N/A | #N/A | #N/A | #N/A | #N/A | #N/A | #N/A | #N/A | 9.5 | #N/A | #N/A | #N/A | #N/A | #N/A | #N/A | #N/A | #N/A
Friedrich | WCT16A30A | 15400 | Through the Wall | No | No | None | 9.3 | 2019-03-15 | 2019-03-25 | Yes | 20000 | 14000 | No No None 20000 14000 | 9 | #N/A | #N/A | #N/A | #N/A | #N/A | #N/A | #N/A | #N/A | #N/A | #N/A | 9.3 | #N/A | #N/A | #N/A | #N/A | #N/A | #N/A | #N/A
Soleusair |  | 28000 |  |  |  |  | 9 | [6 empty] | 5b | #N/A | #N/A | #N/A | #N/A | #N/A | 9 | #N/A | #N/A | #N/A | #N/A | #N/A | #N/A | #N/A | #N/A | #N/A | #N/A | #N/A | #N/A
MobilComfort |  | 28000 |  |  |  |  | 9 | [6 empty] | 5b | #N/A | #N/A | #N/A | #N/A | #N/A | 9 | #N/A | #N/A | #N/A | #N/A | #N/A | #N/A | #N/A | #N/A | #N/A | #N/A | #N/A | #N/A
MobilComfort |  | 28000 |  |  |  |  | 9 | [6 empty] | 5b | #N/A | #N/A | #N/A | #N/A | #N/A | 9 | #N/A | #N/A | #N/A | #N/A | #N/A | #N/A | #N/A | #N/A | #N/A | #N/A | #N/A | #N/A
Soleusair |  | 28000 |  |  |  |  | 9 | [6 empty] | 5b | #N/A | #N/A | #N/A | #N/A | #N/A | 9 | #N/A | #N/A | #N/A | #N/A | #N/A | #N/A | #N/A | #N/A | #N/A | #N/A | #N/A | #N/A
Soleusair |  | 28000 |  |  |  |  | 9 | [6 empty] | 5b | #N/A | #N/A | #N/A | #N/A | #N/A | 9 | #N/A | #N/A | #N/A | #N/A | #N/A | #N/A | #N/A | #N/A | #N/A | #N/A | #N/A | #N/A
Commercial cool |  | 28300 |  |  |  |  | 9 | [6 empty] | 5b | #N/A | #N/A | #N/A | #N/A | #N/A | 9 | #N/A | #N/A | #N/A | #N/A | #N/A | #N/A | #N/A | #N/A | #N/A | #N/A | #N/A | #N/A
BLACK+DECKER |  | 28300 |  |  |  |  | 9 | [6 empty] | 5b | #N/A | #N/A | #N/A | #N/A | #N/A | 9 | #N/A | #N/A | #N/A | #N/A | #N/A | #N/A | #N/A | #N/A | #N/A | #N/A | #N/A | #N/A
COAST AIR |  | 35000 |  |  |  |  | 9 | [6 empty] | 5b | #N/A | #N/A | #N/A | #N/A | #N/A | 9 | #N/A | #N/A | #N/A | #N/A | #N/A | #N/A | #N/A | #N/A | #N/A | #N/A | #N/A | #N/A
COAST AIR |  | 35000 |  |  |  |  | 9 | [6 empty] | 5b | #N/A | #N/A | #N/A | #N/A | #N/A | 9 | #N/A | #N/A | #N/A | #N/A | #N/A | #N/A | #N/A | #N/A | #N/A | #N/A | #N/A | #N/A
COAST AIR |  | 11100 |  |  |  |  | 9.3 | [6 empty] | 12 | #N/A | #N/A | #N/A | #N/A | #N/A | #N/A | #N/A | #N/A | #N/A | #N/A | #N/A | #N/A | #N/A | 9.3 | #N/A | #N/A | #N/A | #N/A
COAST AIR |  | 14000 |  |  |  |  | 9.3 | [6 empty] | 9 | #N/A | #N/A | #N/A | #N/A | #N/A | #N/A | #N/A | #N/A | #N/A | #N/A | 9.3 | #N/A | #N/A | #N/A | #N/A | #N/A | #N/A | #N/A
COAST AIR |  | 14000 |  |  |  |  | 9.3 | [6 empty] | 9 | #N/A | #N/A | #N/A | #N/A | #N/A | #N/A | #N/A | #N/A | #N/A | #N/A | 9.3 | #N/A | #N/A | #N/A | #N/A | #N/A | #N/A | #N/A
KUL |  | 14000 |  |  |  |  | 9.3 | [6 empty] | 9 | #N/A | #N/A | #N/A | #N/A | #N/A | #N/A | #N/A | #N/A | #N/A | #N/A | 9.3 | #N/A | #N/A | #N/A | #N/A | #N/A | #N/A | #N/A
Sea Breeze Plus |  | 14000 |  |  |  |  | 9.3 | [6 empty] | 9 | #N/A | #N/A | #N/A | #N/A | #N/A | #N/A | #N/A | #N/A | #N/A | #N/A | 9.3 | #N/A | #N/A | #N/A | #N/A | #N/A | #N/A | #N/A
Whirlpool |  | 14000 |  |  |  |  | 9.3 | [6 empty] | 9 | #N/A | #N/A | #N/A | #N/A | #N/A | #N/A | #N/A | #N/A | #N/A | #N/A | 9.3 | #N/A | #N/A | #N/A | #N/A | #N/A | #N/A | #N/A
GE Profile |  | 14000 |  |  |  |  | 9.3 | [6 empty] | 9 | #N/A | #N/A | #N/A | #N/A | #N/A | #N/A | #N/A | #N/A | #N/A | #N/A | 9.3 | #N/A | #N/A | #N/A | #N/A | #N/A | #N/A | #N/A
GE Profile |  | 14000 |  |  |  |  | 9.3 | [6 empty] | 9 | #N/A | #N/A | #N/A | #N/A | #N/A | #N/A | #N/A | #N/A | #N/A | #N/A | 9.3 | #N/A | #N/A | #N/A | #N/A | #N/A | #N/A | #N/A
hOme |  | 14000 |  |  |  |  | 9.3 | [6 empty] | 9 | #N/A | #N/A | #N/A | #N/A | #N/A | #N/A | #N/A | #N/A | #N/A | #N/A | 9.3 | #N/A | #N/A | #N/A | #N/A | #N/A | #N/A | #N/A
hOme |  | 14000 |  |  |  |  | 9.3 | [6 empty] | 9 | #N/A | #N/A | #N/A | #N/A | #N/A | #N/A | #N/A | #N/A | #N/A | #N/A | 9.3 | #N/A | #N/A | #N/A | #N/A | #N/A | #N/A | #N/A
Sea Breeze |  | 14000 |  |  |  |  | 9.3 | [6 empty] | 9 | #N/A | #N/A | #N/A | #N/A | #N/A | #N/A | #N/A | #N/A | #N/A | #N/A | 9.3 | #N/A | #N/A | #N/A | #N/A | #N/A | #N/A | #N/A
Sarasota breeze |  | 14000 |  |  |  |  | 9.3 | [6 empty] | 9 | #N/A | #N/A | #N/A | #N/A | #N/A | #N/A | #N/A | #N/A | #N/A | #N/A | 9.3 | #N/A | #N/A | #N/A | #N/A | #N/A | #N/A | #N/A
FRIEDRICH |  | 14000 |  |  |  |  | 9.3 | [6 empty] | 9 | #N/A | #N/A | #N/A | #N/A | #N/A | #N/A | #N/A | #N/A | #N/A | #N/A | 9.3 | #N/A | #N/A | #N/A | #N/A | #N/A | #N/A | #N/A
FRIEDRICH |  | 14000 |  |  |  |  | 9.3 | [6 empty] | 9 | #N/A | #N/A | #N/A | #N/A | #N/A | #N/A | #N/A | #N/A | #N/A | #N/A | 9.3 | #N/A | #N/A | #N/A | #N/A | #N/A | #N/A | #N/A
ARCTIC WIND |  | 14000 |  |  |  |  | 9.3 | [6 empty] | 9 | #N/A | #N/A | #N/A | #N/A | #N/A | #N/A | #N/A | #N/A | #N/A | #N/A | 9.3 | #N/A | #N/A | #N/A | #N/A | #N/A | #N/A | #N/A
ARCTIC WIND |  | 14000 |  |  |  |  | 9.3 | [6 empty] | 9 | #N/A | #N/A | #N/A | #N/A | #N/A | #N/A | #N/A | #N/A | #N/A | #N/A | 9.3 | #N/A | #N/A | #N/A | #N/A | #N/A | #N/A | #N/A
ARCTIC WIND |  | 14000 |  |  |  |  | 9.3 | [6 empty] | 9 | #N/A | #N/A | #N/A | #N/A | #N/A | #N/A | #N/A | #N/A | #N/A | #N/A | 9.3 | #N/A | #N/A | #N/A | #N/A | #N/A | #N/A | #N/A
Comfort Aire |  | 14000 |  |  |  |  | 9.3 | [6 empty] | 9 | #N/A | #N/A | #N/A | #N/A | #N/A | #N/A | #N/A | #N/A | #N/A | #N/A | 9.3 | #N/A | #N/A | #N/A | #N/A | #N/A | #N/A | #N/A
Comfort Aire |  | 14000 |  |  |  |  | 9.3 | [6 empty] | 9 | #N/A | #N/A | #N/A | #N/A | #N/A | #N/A | #N/A | #N/A | #N/A | #N/A | 9.3 | #N/A | #N/A | #N/A | #N/A | #N/A | #N/A | #N/A
Perfect aire |  | 14000 |  |  |  |  | 9.3 | [6 empty] | 9 | #N/A | #N/A | #N/A | #N/A | #N/A | #N/A | #N/A | #N/A | #N/A | #N/A | 9.3 | #N/A | #N/A | #N/A | #N/A | #N/A | #N/A | #N/A
Perfect aire |  | 14000 |  |  |  |  | 9.3 | [6 empty] | 9 | #N/A | #N/A | #N/A | #N/A | #N/A | #N/A | #N/A | #N/A | #N/A | #N/A | 9.3 | #N/A | #N/A | #N/A | #N/A | #N/A | #N/A | #N/A
Midea |  | 14000 |  |  |  |  | 9.3 | [6 empty] | 9 | #N/A | #N/A | #N/A | #N/A | #N/A | #N/A | #N/A | #N/A | #N/A | #N/A | 9.3 | #N/A | #N/A | #N/A | #N/A | #N/A | #N/A | #N/A
Midea |  | 14000 |  |  |  |  | 9.3 | [6 empty] | 9 | #N/A | #N/A | #N/A | #N/A | #N/A | #N/A | #N/A | #N/A | #N/A | #N/A | 9.3 | #N/A | #N/A | #N/A | #N/A | #N/A | #N/A | #N/A
Midea |  | 14000 |  |  |  |  | 9.3 | [6 empty] | 9 | #N/A | #N/A | #N/A | #N/A | #N/A | #N/A | #N/A | #N/A | #N/A | #N/A | 9.3 | #N/A | #N/A | #N/A | #N/A | #N/A | #N/A | #N/A
Midea |  | 14000 |  |  |  |  | 9.3 | [6 empty] | 9 | #N/A | #N/A | #N/A | #N/A | #N/A | #N/A | #N/A | #N/A | #N/A | #N/A | 9.3 | #N/A | #N/A | #N/A | #N/A | #N/A | #N/A | #N/A
Midea |  | 14000 |  |  |  |  | 9.3 | [6 empty] | 9 | #N/A | #N/A | #N/A | #N/A | #N/A | #N/A | #N/A | #N/A | #N/A | #N/A | 9.3 | #N/A | #N/A | #N/A | #N/A | #N/A | #N/A | #N/A
RCA |  | 14000 |  |  |  |  | 9.3 | [6 empty] | 9 | #N/A | #N/A | #N/A | #N/A | #N/A | #N/A | #N/A | #N/A | #N/A | #N/A | 9.3 | #N/A | #N/A | #N/A | #N/A | #N/A | #N/A | #N/A
RCA |  | 14000 |  |  |  |  | 9.3 | [6 empty] | 9 | #N/A | #N/A | #N/A | #N/A | #N/A | #N/A | #N/A | #N/A | #N/A | #N/A | 9.3 | #N/A | #N/A | #N/A | #N/A | #N/A | #N/A | #N/A
EASYHOME |  | 14000 |  |  |  |  | 9.3 | [6 empty] | 9 | #N/A | #N/A | #N/A | #N/A | #N/A | #N/A | #N/A | #N/A | #N/A | #N/A | 9.3 | #N/A | #N/A | #N/A | #N/A | #N/A | #N/A | #N/A
Midea |  | 14000 |  |  |  |  | 9.3 | [6 empty] | 9 | #N/A | #N/A | #N/A | #N/A | #N/A | #N/A | #N/A | #N/A | #N/A | #N/A | 9.3 | #N/A | #N/A | #N/A | #N/A | #N/A | #N/A | #N/A
Midea |  | 14000 |  |  |  |  | 9.3 | [6 empty] | 9 | #N/A | #N/A | #N/A | #N/A | #N/A | #N/A | #N/A | #N/A | #N/A | #N/A | 9.3 | #N/A | #N/A | #N/A | #N/A | #N/A | #N/A | #N/A
Midea |  | 14000 |  |  |  |  | 9.3 | [6 empty] | 9 | #N/A | #N/A | #N/A | #N/A | #N/A | #N/A | #N/A | #N/A | #N/A | #N/A | 9.3 | #N/A | #N/A | #N/A | #N/A | #N/A | #N/A | #N/A
Midea |  | 14000 |  |  |  |  | 9.3 | [6 empty] | 9 | #N/A | #N/A | #N/A | #N/A | #N/A | #N/A | #N/A | #N/A | #N/A | #N/A | 9.3 | #N/A | #N/A | #N/A | #N/A | #N/A | #N/A | #N/A
Midea |  | 14000 |  |  |  |  | 9.3 | [6 empty] | 9 | #N/A | #N/A | #N/A | #N/A | #N/A | #N/A | #N/A | #N/A | #N/A | #N/A | 9.3 | #N/A | #N/A | #N/A | #N/A | #N/A | #N/A | #N/A
Midea |  | 14000 |  |  |  |  | 9.3 | [6 empty] | 9 | #N/A | #N/A | #N/A | #N/A | #N/A | #N/A | #N/A | #N/A | #N/A | #N/A | 9.3 | #N/A | #N/A | #N/A | #N/A | #N/A | #N/A | #N/A
RCA |  | 14000 |  |  |  |  | 9.3 | [6 empty] | 9 | #N/A | #N/A | #N/A | #N/A | #N/A | #N/A | #N/A | #N/A | #N/A | #N/A | 9.3 | #N/A | #N/A | #N/A | #N/A | #N/A | #N/A | #N/A
RCA |  | 14000 |  |  |  |  | 9.3 | [6 empty] | 9 | #N/A | #N/A | #N/A | #N/A | #N/A | #N/A | #N/A | #N/A | #N/A | #N/A | 9.3 | #N/A | #N/A | #N/A | #N/A | #N/A | #N/A | #N/A
LG |  | 14000 |  |  |  |  | 9.3 | [6 empty] | 9 | #N/A | #N/A | #N/A | #N/A | #N/A | #N/A | #N/A | #N/A | #N/A | #N/A | 9.3 | #N/A | #N/A | #N/A | #N/A | #N/A | #N/A | #N/A
LG |  | 14000 |  |  |  |  | 9.3 | [6 empty] | 9 | #N/A | #N/A | #N/A | #N/A | #N/A | #N/A | #N/A | #N/A | #N/A | #N/A | 9.3 | #N/A | #N/A | #N/A | #N/A | #N/A | #N/A | #N/A
LG |  | 14100 |  |  |  |  | 9.3 | [6 empty] | 9 | #N/A | #N/A | #N/A | #N/A | #N/A | #N/A | #N/A | #N/A | #N/A | #N/A | 9.3 | #N/A | #N/A | #N/A | #N/A | #N/A | #N/A | #N/A
LG |  | 14100 |  |  |  |  | 9.3 | [6 empty] | 9 | #N/A | #N/A | #N/A | #N/A | #N/A | #N/A | #N/A | #N/A | #N/A | #N/A | 9.3 | #N/A | #N/A | #N/A | #N/A | #N/A | #N/A | #N/A
LG |  | 14100 |  |  |  |  | 9.3 | [6 empty] | 9 | #N/A | #N/A | #N/A | #N/A | #N/A | #N/A | #N/A | #N/A | #N/A | #N/A | 9.3 | #N/A | #N/A | #N/A | #N/A | #N/A | #N/A | #N/A
LG |  | 14100 |  |  |  |  | 9.3 | [6 empty] | 9 | #N/A | #N/A | #N/A | #N/A | #N/A | #N/A | #N/A | #N/A | #N/A | #N/A | 9.3 | #N/A | #N/A | #N/A | #N/A | #N/A | #N/A | #N/A
LG |  | 14200 |  |  |  |  | 9.3 | [6 empty] | 9 | #N/A | #N/A | #N/A | #N/A | #N/A | #N/A | #N/A | #N/A | #N/A | #N/A | 9.3 | #N/A | #N/A | #N/A | #N/A | #N/A | #N/A | #N/A
Frigidaire Gallery |  | 14200 |  |  |  |  | 9.3 | [6 empty] | 9 | #N/A | #N/A | #N/A | #N/A | #N/A | #N/A | #N/A | #N/A | #N/A | #N/A | 9.3 | #N/A | #N/A | #N/A | #N/A | #N/A | #N/A | #N/A
Frigidaire Gallery |  | 14200 |  |  |  |  | 9.3 | [6 empty] | 9 | #N/A | #N/A | #N/A | #N/A | #N/A | #N/A | #N/A | #N/A | #N/A | #N/A | 9.3 | #N/A | #N/A | #N/A | #N/A | #N/A | #N/A | #N/A
VISSANI |  | 14300 |  |  |  |  | 9.3 | [6 empty] | 9 | #N/A | #N/A | #N/A | #N/A | #N/A | #N/A | #N/A | #N/A | #N/A | #N/A | 9.3 | #N/A | #N/A | #N/A | #N/A | #N/A | #N/A | #N/A
Frigidaire |  | 14400 |  |  |  |  | 9.3 | [6 empty] | 9 | #N/A | #N/A | #N/A | #N/A | #N/A | #N/A | #N/A | #N/A | #N/A | #N/A | 9.3 | #N/A | #N/A | #N/A | #N/A | #N/A | #N/A | #N/A
Frigidaire |  | 15400 |  |  |  |  | 9.3 | [6 empty] | 9 | #N/A | #N/A | #N/A | #N/A | #N/A | #N/A | #N/A | #N/A | #N/A | #N/A | 9.3 | #N/A | #N/A | #N/A | #N/A | #N/A | #N/A | #N/A
Frigidaire |  | 15400 |  |  |  |  | 9.3 | [6 empty] | 9 | #N/A | #N/A | #N/A | #N/A | #N/A | #N/A | #N/A | #N/A | #N/A | #N/A | 9.3 | #N/A | #N/A | #N/A | #N/A | #N/A | #N/A | #N/A
Frigidaire |  | 23200 |  |  |  |  | 9.4 | [6 empty] | 5a | #N/A | #N/A | #N/A | #N/A | 9.4 | #N/A | #N/A | #N/A | #N/A | #N/A | #N/A | #N/A | #N/A | #N/A | #N/A | #N/A | #N/A | #N/A
Frigidaire |  | 23500 |  |  |  |  | 9.4 | [6 empty] | 5a | #N/A | #N/A | #N/A | #N/A | 9.4 | #N/A | #N/A | #N/A | #N/A | #N/A | #N/A | #N/A | #N/A | #N/A | #N/A | #N/A | #N/A | #N/A
COOL-LIVING |  | 23700 |  |  |  |  | 9.4 | [6 empty] | 5a | #N/A | #N/A | #N/A | #N/A | 9.4 | #N/A | #N/A | #N/A | #N/A | #N/A | #N/A | #N/A | #N/A | #N/A | #N/A | #N/A | #N/A | #N/A
COOL-LIVING |  | 23700 |  |  |  |  | 9.4 | [6 empty] | 5a | #N/A | #N/A | #N/A | #N/A | 9.4 | #N/A | #N/A | #N/A | #N/A | #N/A | #N/A | #N/A | #N/A | #N/A | #N/A | #N/A | #N/A | #N/A
COOL-LIVING |  | 24000 |  |  |  |  | 9.4 | [6 empty] | 5a | #N/A | #N/A | #N/A | #N/A | 9.4 | #N/A | #N/A | #N/A | #N/A | #N/A | #N/A | #N/A | #N/A | #N/A | #N/A | #N/A | #N/A | #N/A
COOL-LIVING |  | 24100 |  |  |  |  | 9.4 | [6 empty] | 5a | #N/A | #N/A | #N/A | #N/A | 9.4 | #N/A | #N/A | #N/A | #N/A | #N/A | #N/A | #N/A | #N/A | #N/A | #N/A | #N/A | #N/A | #N/A
COOL-LIVING |  | 24100 |  |  |  |  | 9.4 | [6 empty] | 5a | #N/A | #N/A | #N/A | #N/A | 9.4 | #N/A | #N/A | #N/A | #N/A | #N/A | #N/A | #N/A | #N/A | #N/A | #N/A | #N/A | #N/A | #N/A
GE Profile |  | 24100 |  |  |  |  | 9.4 | [6 empty] | 5a | #N/A | #N/A | #N/A | #N/A | 9.4 | #N/A | #N/A | #N/A | #N/A | #N/A | #N/A | #N/A | #N/A | #N/A | #N/A | #N/A | #N/A | #N/A
Danby |  | 24400 |  |  |  |  | 9.4 | [6 empty] | 5a | #N/A | #N/A | #N/A | #N/A | 9.4 | #N/A | #N/A | #N/A | #N/A | #N/A | #N/A | #N/A | #N/A | #N/A | #N/A | #N/A | #N/A | #N/A
Frigidaire |  | 24700 |  |  |  |  | 9.4 | [6 empty] | 5a | #N/A | #N/A | #N/A | #N/A | 9.4 | #N/A | #N/A | #N/A | #N/A | #N/A | #N/A | #N/A | #N/A | #N/A | #N/A | #N/A | #N/A | #N/A
Frigidaire |  | 24700 |  |  |  |  | 9.4 | [6 empty] | 5a | #N/A | #N/A | #N/A | #N/A | 9.4 | #N/A | #N/A | #N/A | #N/A | #N/A | #N/A | #N/A | #N/A | #N/A | #N/A | #N/A | #N/A | #N/A
Danby |  | 24700 |  |  |  |  | 9.4 | [6 empty] | 5a | #N/A | #N/A | #N/A | #N/A | 9.4 | #N/A | #N/A | #N/A | #N/A | #N/A | #N/A | #N/A | #N/A | #N/A | #N/A | #N/A | #N/A | #N/A
Frigidaire |  | 25000 |  |  |  |  | 9.4 | [6 empty] | 5a | #N/A | #N/A | #N/A | #N/A | 9.4 | #N/A | #N/A | #N/A | #N/A | #N/A | #N/A | #N/A | #N/A | #N/A | #N/A | #N/A | #N/A | #N/A
Frigidaire |  | 25000 |  |  |  |  | 9.4 | [6 empty] | 5a | #N/A | #N/A | #N/A | #N/A | 9.4 | #N/A | #N/A | #N/A | #N/A | #N/A | #N/A | #N/A | #N/A | #N/A | #N/A | #N/A | #N/A | #N/A
GE |  | 25000 |  |  |  |  | 9.4 | [6 empty] | 5a | #N/A | #N/A | #N/A | #N/A | 9.4 | #N/A | #N/A | #N/A | #N/A | #N/A | #N/A | #N/A | #N/A | #N/A | #N/A | #N/A | #N/A | #N/A
GE |  | 25000 |  |  |  |  | 9.4 | [6 empty] | 5a | #N/A | #N/A | #N/A | #N/A | 9.4 | #N/A | #N/A | #N/A | #N/A | #N/A | #N/A | #N/A | #N/A | #N/A | #N/A | #N/A | #N/A | #N/A
GE |  | 25000 |  |  |  |  | 9.4 | [6 empty] | 5a | #N/A | #N/A | #N/A | #N/A | 9.4 | #N/A | #N/A | #N/A | #N/A | #N/A | #N/A | #N/A | #N/A | #N/A | #N/A | #N/A | #N/A | #N/A
Haier |  | 25000 |  |  |  |  | 9.4 | [6 empty] | 5a | #N/A | #N/A | #N/A | #N/A | 9.4 | #N/A | #N/A | #N/A | #N/A | #N/A | #N/A | #N/A | #N/A | #N/A | #N/A | #N/A | #N/A | #N/A
LG |  | 25000 |  |  |  |  | 9.4 | [6 empty] | 5a | #N/A | #N/A | #N/A | #N/A | 9.4 | #N/A | #N/A | #N/A | #N/A | #N/A | #N/A | #N/A | #N/A | #N/A | #N/A | #N/A | #N/A | #N/A
GREE |  | 25000 |  |  |  |  | 9.4 | [6 empty] | 5a | #N/A | #N/A | #N/A | #N/A | 9.4 | #N/A | #N/A | #N/A | #N/A | #N/A | #N/A | #N/A | #N/A | #N/A | #N/A | #N/A | #N/A | #N/A
Hisense |  | 25000 |  |  |  |  | 9.4 | [6 empty] | 5a | #N/A | #N/A | #N/A | #N/A | 9.4 | #N/A | #N/A | #N/A | #N/A | #N/A | #N/A | #N/A | #N/A | #N/A | #N/A | #N/A | #N/A | #N/A
Hisense |  | 25000 |  |  |  |  | 9.4 | [6 empty] | 5a | #N/A | #N/A | #N/A | #N/A | 9.4 | #N/A | #N/A | #N/A | #N/A | #N/A | #N/A | #N/A | #N/A | #N/A | #N/A | #N/A | #N/A | #N/A
GE |  | 25000 |  |  |  |  | 9.4 | [6 empty] | 5a | #N/A | #N/A | #N/A | #N/A | 9.4 | #N/A | #N/A | #N/A | #N/A | #N/A | #N/A | #N/A | #N/A | #N/A | #N/A | #N/A | #N/A | #N/A
GE |  | 25000 |  |  |  |  | 9.4 | [6 empty] | 5a | #N/A | #N/A | #N/A | #N/A | 9.4 | #N/A | #N/A | #N/A | #N/A | #N/A | #N/A | #N/A | #N/A | #N/A | #N/A | #N/A | #N/A | #N/A
Haier |  | 25000 |  |  |  |  | 9.4 | [6 empty] | 5a | #N/A | #N/A | #N/A | #N/A | 9.4 | #N/A | #N/A | #N/A | #N/A | #N/A | #N/A | #N/A | #N/A | #N/A | #N/A | #N/A | #N/A | #N/A
Haier |  | 25000 |  |  |  |  | 9.4 | [6 empty] | 5a | #N/A | #N/A | #N/A | #N/A | 9.4 | #N/A | #N/A | #N/A | #N/A | #N/A | #N/A | #N/A | #N/A | #N/A | #N/A | #N/A | #N/A | #N/A
GE |  | 25000 |  |  |  |  | 9.4 | [6 empty] | 5a | #N/A | #N/A | #N/A | #N/A | 9.4 | #N/A | #N/A | #N/A | #N/A | #N/A | #N/A | #N/A | #N/A | #N/A | #N/A | #N/A | #N/A | #N/A
Montgomery Ward |  | 27600 |  |  |  |  | 9.4 | [6 empty] | 5a | #N/A | #N/A | #N/A | #N/A | 9.4 | #N/A | #N/A | #N/A | #N/A | #N/A | #N/A | #N/A | #N/A | #N/A | #N/A | #N/A | #N/A | #N/A
Montgomery Ward |  | 28000 |  |  |  |  | 9.4 | [6 empty] | 5b | #N/A | #N/A | #N/A | #N/A | #N/A | 9.4 | #N/A | #N/A | #N/A | #N/A | #N/A | #N/A | #N/A | #N/A | #N/A | #N/A | #N/A | #N/A
AMANA |  | 28000 |  |  |  |  | 9.4 | [6 empty] | 5b | #N/A | #N/A | #N/A | #N/A | #N/A | 9.4 | #N/A | #N/A | #N/A | #N/A | #N/A | #N/A | #N/A | #N/A | #N/A | #N/A | #N/A | #N/A
COOL-LIVING |  | 28000 |  |  |  |  | 9.4 | [6 empty] | 5b | #N/A | #N/A | #N/A | #N/A | #N/A | 9.4 | #N/A | #N/A | #N/A | #N/A | #N/A | #N/A | #N/A | #N/A | #N/A | #N/A | #N/A | #N/A
COOL-LIVING |  | 28000 |  |  |  |  | 9.4 | [6 empty] | 5b | #N/A | #N/A | #N/A | #N/A | #N/A | 9.4 | #N/A | #N/A | #N/A | #N/A | #N/A | #N/A | #N/A | #N/A | #N/A | #N/A | #N/A | #N/A
COOL-LIVING |  | 28000 |  |  |  |  | 9.4 | [6 empty] | 5b | #N/A | #N/A | #N/A | #N/A | #N/A | 9.4 | #N/A | #N/A | #N/A | #N/A | #N/A | #N/A | #N/A | #N/A | #N/A | #N/A | #N/A | #N/A
COOL-LIVING |  | 11600 |  |  |  |  | 9.5 | [6 empty] | 8b | #N/A | #N/A | #N/A | #N/A | #N/A | #N/A | #N/A | #N/A | #N/A | 9.5 | #N/A | #N/A | #N/A | #N/A | #N/A | #N/A | #N/A | #N/A
COOL-LIVING |  | 11700 |  |  |  |  | 9.5 | [6 empty] | 8b | #N/A | #N/A | #N/A | #N/A | #N/A | #N/A | #N/A | #N/A | #N/A | 9.5 | #N/A | #N/A | #N/A | #N/A | #N/A | #N/A | #N/A | #N/A
Whirlpool |  | 11700 |  |  |  |  | 9.5 | [6 empty] | 8b | #N/A | #N/A | #N/A | #N/A | #N/A | #N/A | #N/A | #N/A | #N/A | 9.5 | #N/A | #N/A | #N/A | #N/A | #N/A | #N/A | #N/A | #N/A
Whirlpool |  | 11700 |  |  |  |  | 9.5 | [6 empty] | 8b | #N/A | #N/A | #N/A | #N/A | #N/A | #N/A | #N/A | #N/A | #N/A | 9.5 | #N/A | #N/A | #N/A | #N/A | #N/A | #N/A | #N/A | #N/A
Whirlpool |  | 11700 |  |  |  |  | 9.5 | [6 empty] | 8b | #N/A | #N/A | #N/A | #N/A | #N/A | #N/A | #N/A | #N/A | #N/A | 9.5 | #N/A | #N/A | #N/A | #N/A | #N/A | #N/A | #N/A | #N/A
COOL-LIVING |  | 11700 |  |  |  |  | 9.5 | [6 empty] | 8b | #N/A | #N/A | #N/A | #N/A | #N/A | #N/A | #N/A | #N/A | #N/A | 9.5 | #N/A | #N/A | #N/A | #N/A | #N/A | #N/A | #N/A | #N/A
COOL-LIVING |  | 11800 |  |  |  |  | 9.5 | [6 empty] | 8b | #N/A | #N/A | #N/A | #N/A | #N/A | #N/A | #N/A | #N/A | #N/A | 9.5 | #N/A | #N/A | #N/A | #N/A | #N/A | #N/A | #N/A | #N/A
COOL-LIVING |  | 11800 |  |  |  |  | 9.5 | [6 empty] | 8b | #N/A | #N/A | #N/A | #N/A | #N/A | #N/A | #N/A | #N/A | #N/A | 9.5 | #N/A | #N/A | #N/A | #N/A | #N/A | #N/A | #N/A | #N/A
COOL-LIVING |  | 12000 |  |  |  |  | 9.5 | [6 empty] | 8b | #N/A | #N/A | #N/A | #N/A | #N/A | #N/A | #N/A | #N/A | #N/A | 9.5 | #N/A | #N/A | #N/A | #N/A | #N/A | #N/A | #N/A | #N/A
Coast air |  | 12000 |  |  |  |  | 9.5 | [6 empty] | 8b | #N/A | #N/A | #N/A | #N/A | #N/A | #N/A | #N/A | #N/A | #N/A | 9.5 | #N/A | #N/A | #N/A | #N/A | #N/A | #N/A | #N/A | #N/A
Coast air |  | 12000 |  |  |  |  | 9.5 | [6 empty] | 8b | #N/A | #N/A | #N/A | #N/A | #N/A | #N/A | #N/A | #N/A | #N/A | 9.5 | #N/A | #N/A | #N/A | #N/A | #N/A | #N/A | #N/A | #N/A
Coast air |  | 12000 |  |  |  |  | 9.5 | [6 empty] | 8b | #N/A | #N/A | #N/A | #N/A | #N/A | #N/A | #N/A | #N/A | #N/A | 9.5 | #N/A | #N/A | #N/A | #N/A | #N/A | #N/A | #N/A | #N/A
Coast air |  | 12000 |  |  |  |  | 9.5 | [6 empty] | 8b | #N/A | #N/A | #N/A | #N/A | #N/A | #N/A | #N/A | #N/A | #N/A | 9.5 | #N/A | #N/A | #N/A | #N/A | #N/A | #N/A | #N/A | #N/A
Coast air |  | 12000 |  |  |  |  | 9.5 | [6 empty] | 8b | #N/A | #N/A | #N/A | #N/A | #N/A | #N/A | #N/A | #N/A | #N/A | 9.5 | #N/A | #N/A | #N/A | #N/A | #N/A | #N/A | #N/A | #N/A
Coast air |  | 12000 |  |  |  |  | 9.5 | [6 empty] | 8b | #N/A | #N/A | #N/A | #N/A | #N/A | #N/A | #N/A | #N/A | #N/A | 9.5 | #N/A | #N/A | #N/A | #N/A | #N/A | #N/A | #N/A | #N/A
Coast air |  | 12000 |  |  |  |  | 9.5 | [6 empty] | 8b | #N/A | #N/A | #N/A | #N/A | #N/A | #N/A | #N/A | #N/A | #N/A | 9.5 | #N/A | #N/A | #N/A | #N/A | #N/A | #N/A | #N/A | #N/A
COSAT AIR |  | 12000 |  |  |  |  | 9.5 | [6 empty] | 8b | #N/A | #N/A | #N/A | #N/A | #N/A | #N/A | #N/A | #N/A | #N/A | 9.5 | #N/A | #N/A | #N/A | #N/A | #N/A | #N/A | #N/A | #N/A
Midea |  | 12000 |  |  |  |  | 9.5 | [6 empty] | 8b | #N/A | #N/A | #N/A | #N/A | #N/A | #N/A | #N/A | #N/A | #N/A | 9.5 | #N/A | #N/A | #N/A | #N/A | #N/A | #N/A | #N/A | #N/A
GE |  | 12000 |  |  |  |  | 9.5 | [6 empty] | 8b | #N/A | #N/A | #N/A | #N/A | #N/A | #N/A | #N/A | #N/A | #N/A | 9.5 | #N/A | #N/A | #N/A | #N/A | #N/A | #N/A | #N/A | #N/A
LG |  | 12000 |  |  |  |  | 9.5 | [6 empty] | 8b | #N/A | #N/A | #N/A | #N/A | #N/A | #N/A | #N/A | #N/A | #N/A | 9.5 | #N/A | #N/A | #N/A | #N/A | #N/A | #N/A | #N/A | #N/A
LG |  | 12000 |  |  |  |  | 9.5 | [6 empty] | 8b | #N/A | #N/A | #N/A | #N/A | #N/A | #N/A | #N/A | #N/A | #N/A | 9.5 | #N/A | #N/A | #N/A | #N/A | #N/A | #N/A | #N/A | #N/A
GE |  | 12000 |  |  |  |  | 9.5 | [6 empty] | 8b | #N/A | #N/A | #N/A | #N/A | #N/A | #N/A | #N/A | #N/A | #N/A | 9.5 | #N/A | #N/A | #N/A | #N/A | #N/A | #N/A | #N/A | #N/A
Midea |  | 12000 |  |  |  |  | 9.5 | [6 empty] | 8b | #N/A | #N/A | #N/A | #N/A | #N/A | #N/A | #N/A | #N/A | #N/A | 9.5 | #N/A | #N/A | #N/A | #N/A | #N/A | #N/A | #N/A | #N/A
Midea |  | 12000 |  |  |  |  | 9.5 | [6 empty] | 8b | #N/A | #N/A | #N/A | #N/A | #N/A | #N/A | #N/A | #N/A | #N/A | 9.5 | #N/A | #N/A | #N/A | #N/A | #N/A | #N/A | #N/A | #N/A
Midea |  | 12000 |  |  |  |  | 9.5 | [6 empty] | 8b | #N/A | #N/A | #N/A | #N/A | #N/A | #N/A | #N/A | #N/A | #N/A | 9.5 | #N/A | #N/A | #N/A | #N/A | #N/A | #N/A | #N/A | #N/A
Midea |  | 12000 |  |  |  |  | 9.5 | [6 empty] | 8b | #N/A | #N/A | #N/A | #N/A | #N/A | #N/A | #N/A | #N/A | #N/A | 9.5 | #N/A | #N/A | #N/A | #N/A | #N/A | #N/A | #N/A | #N/A
Midea |  | 12000 |  |  |  |  | 9.5 | [6 empty] | 8b | #N/A | #N/A | #N/A | #N/A | #N/A | #N/A | #N/A | #N/A | #N/A | 9.5 | #N/A | #N/A | #N/A | #N/A | #N/A | #N/A | #N/A | #N/A
Midea |  | 12000 |  |  |  |  | 9.5 | [6 empty] | 8b | #N/A | #N/A | #N/A | #N/A | #N/A | #N/A | #N/A | #N/A | #N/A | 9.5 | #N/A | #N/A | #N/A | #N/A | #N/A | #N/A | #N/A | #N/A
Toshiba |  | 12000 |  |  |  |  | 9.5 | [6 empty] | 8b | #N/A | #N/A | #N/A | #N/A | #N/A | #N/A | #N/A | #N/A | #N/A | 9.5 | #N/A | #N/A | #N/A | #N/A | #N/A | #N/A | #N/A | #N/A
COSAT AIR |  | 12100 |  |  |  |  | 9.5 | [6 empty] | 8b | #N/A | #N/A | #N/A | #N/A | #N/A | #N/A | #N/A | #N/A | #N/A | 9.5 | #N/A | #N/A | #N/A | #N/A | #N/A | #N/A | #N/A | #N/A
COSAT AIR |  | 12100 |  |  |  |  | 9.5 | [6 empty] | 8b | #N/A | #N/A | #N/A | #N/A | #N/A | #N/A | #N/A | #N/A | #N/A | 9.5 | #N/A | #N/A | #N/A | #N/A | #N/A | #N/A | #N/A | #N/A
GE APPLIANCES |  | 12100 |  |  |  |  | 9.5 | [6 empty] | 8b | #N/A | #N/A | #N/A | #N/A | #N/A | #N/A | #N/A | #N/A | #N/A | 9.5 | #N/A | #N/A | #N/A | #N/A | #N/A | #N/A | #N/A | #N/A
GE APPLIANCES |  | 13600 |  |  |  |  | 9.5 | [6 empty] | 8b | #N/A | #N/A | #N/A | #N/A | #N/A | #N/A | #N/A | #N/A | #N/A | 9.5 | #N/A | #N/A | #N/A | #N/A | #N/A | #N/A | #N/A | #N/A
GE |  | 13600 |  |  |  |  | 9.5 | [6 empty] | 8b | #N/A | #N/A | #N/A | #N/A | #N/A | #N/A | #N/A | #N/A | #N/A | 9.5 | #N/A | #N/A | #N/A | #N/A | #N/A | #N/A | #N/A | #N/A
GE |  | 13600 |  |  |  |  | 9.5 | [6 empty] | 8b | #N/A | #N/A | #N/A | #N/A | #N/A | #N/A | #N/A | #N/A | #N/A | 9.5 | #N/A | #N/A | #N/A | #N/A | #N/A | #N/A | #N/A | #N/A
GE |  | 13600 |  |  |  |  | 9.5 | [6 empty] | 8b | #N/A | #N/A | #N/A | #N/A | #N/A | #N/A | #N/A | #N/A | #N/A | 9.5 | #N/A | #N/A | #N/A | #N/A | #N/A | #N/A | #N/A | #N/A
GE |  | 13600 |  |  |  |  | 9.5 | [6 empty] | 8b | #N/A | #N/A | #N/A | #N/A | #N/A | #N/A | #N/A | #N/A | #N/A | 9.5 | #N/A | #N/A | #N/A | #N/A | #N/A | #N/A | #N/A | #N/A
GE |  | 13600 |  |  |  |  | 9.5 | [6 empty] | 8b | #N/A | #N/A | #N/A | #N/A | #N/A | #N/A | #N/A | #N/A | #N/A | 9.5 | #N/A | #N/A | #N/A | #N/A | #N/A | #N/A | #N/A | #N/A
GE |  | 13700 |  |  |  |  | 9.5 | [6 empty] | 8b | #N/A | #N/A | #N/A | #N/A | #N/A | #N/A | #N/A | #N/A | #N/A | 9.5 | #N/A | #N/A | #N/A | #N/A | #N/A | #N/A | #N/A | #N/A
GE |  | 13800 |  |  |  |  | 9.5 | [6 empty] | 8b | #N/A | #N/A | #N/A | #N/A | #N/A | #N/A | #N/A | #N/A | #N/A | 9.5 | #N/A | #N/A | #N/A | #N/A | #N/A | #N/A | #N/A | #N/A
GE |  | 13900 |  |  |  |  | 9.5 | [6 empty] | 8b | #N/A | #N/A | #N/A | #N/A | #N/A | #N/A | #N/A | #N/A | #N/A | 9.5 | #N/A | #N/A | #N/A | #N/A | #N/A | #N/A | #N/A | #N/A
GE |  | 14000 |  |  |  |  | 9.5 | [6 empty] | 9 | #N/A | #N/A | #N/A | #N/A | #N/A | #N/A | #N/A | #N/A | #N/A | #N/A | 9.5 | #N/A | #N/A | #N/A | #N/A | #N/A | #N/A | #N/A
Denali Aire |  | 14000 |  |  |  |  | 9.5 | [6 empty] | 9 | #N/A | #N/A | #N/A | #N/A | #N/A | #N/A | #N/A | #N/A | #N/A | #N/A | 9.5 | #N/A | #N/A | #N/A | #N/A | #N/A | #N/A | #N/A
Denali Aire |  | 14000 |  |  |  |  | 9.5 | [6 empty] | 9 | #N/A | #N/A | #N/A | #N/A | #N/A | #N/A | #N/A | #N/A | #N/A | #N/A | 9.5 | #N/A | #N/A | #N/A | #N/A | #N/A | #N/A | #N/A
Denali Aire |  | 14000 |  |  |  |  | 9.5 | [6 empty] | 9 | #N/A | #N/A | #N/A | #N/A | #N/A | #N/A | #N/A | #N/A | #N/A | #N/A | 9.5 | #N/A | #N/A | #N/A | #N/A | #N/A | #N/A | #N/A
Denali Aire |  | 8000 |  |  |  |  | 9.6 | [6 empty] | 8a | #N/A | #N/A | #N/A | #N/A | #N/A | #N/A | #N/A | #N/A | 9.6 | #N/A | #N/A | #N/A | #N/A | #N/A | #N/A | #N/A | #N/A | #N/A
Hisense |  | 8000 |  |  |  |  | 9.6 | [6 empty] | 8a | #N/A | #N/A | #N/A | #N/A | #N/A | #N/A | #N/A | #N/A | 9.6 | #N/A | #N/A | #N/A | #N/A | #N/A | #N/A | #N/A | #N/A | #N/A
Hisense |  | 8000 |  |  |  |  | 9.6 | [6 empty] | 8a | #N/A | #N/A | #N/A | #N/A | #N/A | #N/A | #N/A | #N/A | 9.6 | #N/A | #N/A | #N/A | #N/A | #N/A | #N/A | #N/A | #N/A | #N/A
Hisense |  | 8000 |  |  |  |  | 9.6 | [6 empty] | 8a | #N/A | #N/A | #N/A | #N/A | #N/A | #N/A | #N/A | #N/A | 9.6 | #N/A | #N/A | #N/A | #N/A | #N/A | #N/A | #N/A | #N/A | #N/A
Hisense |  | 8000 |  |  |  |  | 9.6 | [6 empty] | 8a | #N/A | #N/A | #N/A | #N/A | #N/A | #N/A | #N/A | #N/A | 9.6 | #N/A | #N/A | #N/A | #N/A | #N/A | #N/A | #N/A | #N/A | #N/A
Hisense |  | 8000 |  |  |  |  | 9.6 | [6 empty] | 8a | #N/A | #N/A | #N/A | #N/A | #N/A | #N/A | #N/A | #N/A | 9.6 | #N/A | #N/A | #N/A | #N/A | #N/A | #N/A | #N/A | #N/A | #N/A
FRIEDRICH |  | 8000 |  |  |  |  | 9.6 | [6 empty] | 8a | #N/A | #N/A | #N/A | #N/A | #N/A | #N/A | #N/A | #N/A | 9.6 | #N/A | #N/A | #N/A | #N/A | #N/A | #N/A | #N/A | #N/A | #N/A
FRIEDRICH |  | 8000 |  |  |  |  | 9.6 | [6 empty] | 8a | #N/A | #N/A | #N/A | #N/A | #N/A | #N/A | #N/A | #N/A | 9.6 | #N/A | #N/A | #N/A | #N/A | #N/A | #N/A | #N/A | #N/A | #N/A
Seasons |  | 8000 |  |  |  |  | 9.6 | [6 empty] | 8a | #N/A | #N/A | #N/A | #N/A | #N/A | #N/A | #N/A | #N/A | 9.6 | #N/A | #N/A | #N/A | #N/A | #N/A | #N/A | #N/A | #N/A | #N/A
Seasons |  | 8000 |  |  |  |  | 9.6 | [6 empty] | 8a | #N/A | #N/A | #N/A | #N/A | #N/A | #N/A | #N/A | #N/A | 9.6 | #N/A | #N/A | #N/A | #N/A | #N/A | #N/A | #N/A | #N/A | #N/A
Seasons |  | 8000 |  |  |  |  | 9.6 | [6 empty] | 8a | #N/A | #N/A | #N/A | #N/A | #N/A | #N/A | #N/A | #N/A | 9.6 | #N/A | #N/A | #N/A | #N/A | #N/A | #N/A | #N/A | #N/A | #N/A
Seasons |  | 8300 |  |  |  |  | 9.6 | [6 empty] | 8a | #N/A | #N/A | #N/A | #N/A | #N/A | #N/A | #N/A | #N/A | 9.6 | #N/A | #N/A | #N/A | #N/A | #N/A | #N/A | #N/A | #N/A | #N/A
Seasons |  | 8400 |  |  |  |  | 9.6 | [6 empty] | 8a | #N/A | #N/A | #N/A | #N/A | #N/A | #N/A | #N/A | #N/A | 9.6 | #N/A | #N/A | #N/A | #N/A | #N/A | #N/A | #N/A | #N/A | #N/A
Seasons |  | 8600 |  |  |  |  | 9.6 | [6 empty] | 8a | #N/A | #N/A | #N/A | #N/A | #N/A | #N/A | #N/A | #N/A | 9.6 | #N/A | #N/A | #N/A | #N/A | #N/A | #N/A | #N/A | #N/A | #N/A
Seasons |  | 9800 |  |  |  |  | 9.6 | [6 empty] | 8a | #N/A | #N/A | #N/A | #N/A | #N/A | #N/A | #N/A | #N/A | 9.6 | #N/A | #N/A | #N/A | #N/A | #N/A | #N/A | #N/A | #N/A | #N/A
Seasons |  | 9800 |  |  |  |  | 9.6 | [6 empty] | 8a | #N/A | #N/A | #N/A | #N/A | #N/A | #N/A | #N/A | #N/A | 9.6 | #N/A | #N/A | #N/A | #N/A | #N/A | #N/A | #N/A | #N/A | #N/A
Seasons |  | 9800 |  |  |  |  | 9.6 | [6 empty] | 8a | #N/A | #N/A | #N/A | #N/A | #N/A | #N/A | #N/A | #N/A | 9.6 | #N/A | #N/A | #N/A | #N/A | #N/A | #N/A | #N/A | #N/A | #N/A
Seasons |  | 9800 |  |  |  |  | 9.6 | [6 empty] | 8a | #N/A | #N/A | #N/A | #N/A | #N/A | #N/A | #N/A | #N/A | 9.6 | #N/A | #N/A | #N/A | #N/A | #N/A | #N/A | #N/A | #N/A | #N/A
Seasons |  | 9900 |  |  |  |  | 9.6 | [6 empty] | 8a | #N/A | #N/A | #N/A | #N/A | #N/A | #N/A | #N/A | #N/A | 9.6 | #N/A | #N/A | #N/A | #N/A | #N/A | #N/A | #N/A | #N/A | #N/A
Seasons |  | 10000 |  |  |  |  | 9.6 | [6 empty] | 8a | #N/A | #N/A | #N/A | #N/A | #N/A | #N/A | #N/A | #N/A | 9.6 | #N/A | #N/A | #N/A | #N/A | #N/A | #N/A | #N/A | #N/A | #N/A
Professional Series |  | 10000 |  |  |  |  | 9.6 | [6 empty] | 8a | #N/A | #N/A | #N/A | #N/A | #N/A | #N/A | #N/A | #N/A | 9.6 | #N/A | #N/A | #N/A | #N/A | #N/A | #N/A | #N/A | #N/A | #N/A
EMERSON QUIET KOOL |  | 10000 |  |  |  |  | 9.6 | [6 empty] | 8a | #N/A | #N/A | #N/A | #N/A | #N/A | #N/A | #N/A | #N/A | 9.6 | #N/A | #N/A | #N/A | #N/A | #N/A | #N/A | #N/A | #N/A | #N/A
EMERSON QUIET KOOL |  | 10000 |  |  |  |  | 9.6 | [6 empty] | 8a | #N/A | #N/A | #N/A | #N/A | #N/A | #N/A | #N/A | #N/A | 9.6 | #N/A | #N/A | #N/A | #N/A | #N/A | #N/A | #N/A | #N/A | #N/A
EMERSON QUIET KOOL |  | 10000 |  |  |  |  | 9.6 | [6 empty] | 8a | #N/A | #N/A | #N/A | #N/A | #N/A | #N/A | #N/A | #N/A | 9.6 | #N/A | #N/A | #N/A | #N/A | #N/A | #N/A | #N/A | #N/A | #N/A
EMERSON QUIET KOOL |  | 10000 |  |  |  |  | 9.6 | [6 empty] | 8a | #N/A | #N/A | #N/A | #N/A | #N/A | #N/A | #N/A | #N/A | 9.6 | #N/A | #N/A | #N/A | #N/A | #N/A | #N/A | #N/A | #N/A | #N/A
EMERSON QUIET KOOL |  | 10000 |  |  |  |  | 9.6 | [6 empty] | 8a | #N/A | #N/A | #N/A | #N/A | #N/A | #N/A | #N/A | #N/A | 9.6 | #N/A | #N/A | #N/A | #N/A | #N/A | #N/A | #N/A | #N/A | #N/A
EMERSON QUIET KOOL |  | 10000 |  |  |  |  | 9.6 | [6 empty] | 8a | #N/A | #N/A | #N/A | #N/A | #N/A | #N/A | #N/A | #N/A | 9.6 | #N/A | #N/A | #N/A | #N/A | #N/A | #N/A | #N/A | #N/A | #N/A
EMERSON QUIET KOOL |  | 10000 |  |  |  |  | 9.6 | [6 empty] | 8a | #N/A | #N/A | #N/A | #N/A | #N/A | #N/A | #N/A | #N/A | 9.6 | #N/A | #N/A | #N/A | #N/A | #N/A | #N/A | #N/A | #N/A | #N/A
EMERSON QUIET KOOL |  | 10000 |  |  |  |  | 9.6 | [6 empty] | 8a | #N/A | #N/A | #N/A | #N/A | #N/A | #N/A | #N/A | #N/A | 9.6 | #N/A | #N/A | #N/A | #N/A | #N/A | #N/A | #N/A | #N/A | #N/A
EMERSON QUIET KOOL |  | 10000 |  |  |  |  | 9.6 | [6 empty] | 8a | #N/A | #N/A | #N/A | #N/A | #N/A | #N/A | #N/A | #N/A | 9.6 | #N/A | #N/A | #N/A | #N/A | #N/A | #N/A | #N/A | #N/A | #N/A
EMERSON QUIET KOOL |  | 10000 |  |  |  |  | 9.6 | [6 empty] | 8a | #N/A | #N/A | #N/A | #N/A | #N/A | #N/A | #N/A | #N/A | 9.6 | #N/A | #N/A | #N/A | #N/A | #N/A | #N/A | #N/A | #N/A | #N/A
EMERSON QUIET KOOL |  | 10000 |  |  |  |  | 9.6 | [6 empty] | 8a | #N/A | #N/A | #N/A | #N/A | #N/A | #N/A | #N/A | #N/A | 9.6 | #N/A | #N/A | #N/A | #N/A | #N/A | #N/A | #N/A | #N/A | #N/A
EMERSON QUIET KOOL |  | 10100 |  |  |  |  | 9.6 | [6 empty] | 8a | #N/A | #N/A | #N/A | #N/A | #N/A | #N/A | #N/A | #N/A | 9.6 | #N/A | #N/A | #N/A | #N/A | #N/A | #N/A | #N/A | #N/A | #N/A
LG |  | 10100 |  |  |  |  | 9.6 | [6 empty] | 8a | #N/A | #N/A | #N/A | #N/A | #N/A | #N/A | #N/A | #N/A | 9.6 | #N/A | #N/A | #N/A | #N/A | #N/A | #N/A | #N/A | #N/A | #N/A
LG |  | 10100 |  |  |  |  | 9.6 | [6 empty] | 8a | #N/A | #N/A | #N/A | #N/A | #N/A | #N/A | #N/A | #N/A | 9.6 | #N/A | #N/A | #N/A | #N/A | #N/A | #N/A | #N/A | #N/A | #N/A
Hisense |  | 11100 |  |  |  |  | 9.6 | [6 empty] | 12 | #N/A | #N/A | #N/A | #N/A | #N/A | #N/A | #N/A | #N/A | #N/A | #N/A | #N/A | #N/A | #N/A | 9.6 | #N/A | #N/A | #N/A | #N/A
Hisense |  | 11400 |  |  |  |  | 9.6 | [6 empty] | 12 | #N/A | #N/A | #N/A | #N/A | #N/A | #N/A | #N/A | #N/A | #N/A | #N/A | #N/A | #N/A | #N/A | 9.6 | #N/A | #N/A | #N/A | #N/A
Hisense |  | 11500 |  |  |  |  | 9.6 | [6 empty] | 12 | #N/A | #N/A | #N/A | #N/A | #N/A | #N/A | #N/A | #N/A | #N/A | #N/A | #N/A | #N/A | #N/A | 9.6 | #N/A | #N/A | #N/A | #N/A
Hisense |  | 11700 |  |  |  |  | 9.6 | [6 empty] | 12 | #N/A | #N/A | #N/A | #N/A | #N/A | #N/A | #N/A | #N/A | #N/A | #N/A | #N/A | #N/A | #N/A | 9.6 | #N/A | #N/A | #N/A | #N/A
Hisense |  | 8000 |  |  |  |  | 9.7 | [6 empty] | 8a | #N/A | #N/A | #N/A | #N/A | #N/A | #N/A | #N/A | #N/A | 9.7 | #N/A | #N/A | #N/A | #N/A | #N/A | #N/A | #N/A | #N/A | #N/A
Hisense |  | 10000 |  |  |  |  | 9.7 | [6 empty] | 8a | #N/A | #N/A | #N/A | #N/A | #N/A | #N/A | #N/A | #N/A | 9.7 | #N/A | #N/A | #N/A | #N/A | #N/A | #N/A | #N/A | #N/A | #N/A
Hisense |  | 10000 |  |  |  |  | 9.7 | [6 empty] | 8a | #N/A | #N/A | #N/A | #N/A | #N/A | #N/A | #N/A | #N/A | 9.7 | #N/A | #N/A | #N/A | #N/A | #N/A | #N/A | #N/A | #N/A | #N/A
Hisense |  | 10000 |  |  |  |  | 9.7 | [6 empty] | 8a | #N/A | #N/A | #N/A | #N/A | #N/A | #N/A | #N/A | #N/A | 9.7 | #N/A | #N/A | #N/A | #N/A | #N/A | #N/A | #N/A | #N/A | #N/A
Hisense |  | 11200 |  |  |  |  | 9.7 | [6 empty] | 8b | #N/A | #N/A | #N/A | #N/A | #N/A | #N/A | #N/A | #N/A | #N/A | 9.7 | #N/A | #N/A | #N/A | #N/A | #N/A | #N/A | #N/A | #N/A
Hisense |  | 11200 |  |  |  |  | 9.7 | [6 empty] | 8b | #N/A | #N/A | #N/A | #N/A | #N/A | #N/A | #N/A | #N/A | #N/A | 9.7 | #N/A | #N/A | #N/A | #N/A | #N/A | #N/A | #N/A | #N/A
Hisense |  | 11200 |  |  |  |  | 9.7 | [6 empty] | 8b | #N/A | #N/A | #N/A | #N/A | #N/A | #N/A | #N/A | #N/A | #N/A | 9.7 | #N/A | #N/A | #N/A | #N/A | #N/A | #N/A | #N/A | #N/A
GE |  | 8000 |  |  |  |  | 9.8 | [6 empty] | 11 | #N/A | #N/A | #N/A | #N/A | #N/A | #N/A | #N/A | #N/A | #N/A | #N/A | #N/A | #N/A | 9.8 | #N/A | #N/A | #N/A | #N/A | #N/A
GE |  | 8000 |  |  |  |  | 9.8 | [6 empty] | 11 | #N/A | #N/A | #N/A | #N/A | #N/A | #N/A | #N/A | #N/A | #N/A | #N/A | #N/A | #N/A | 9.8 | #N/A | #N/A | #N/A | #N/A | #N/A
Hisense |  | 8000 |  |  |  |  | 9.8 | [6 empty] | 11 | #N/A | #N/A | #N/A | #N/A | #N/A | #N/A | #N/A | #N/A | #N/A | #N/A | #N/A | #N/A | 9.8 | #N/A | #N/A | #N/A | #N/A | #N/A
Hisense |  | 8300 |  |  |  |  | 9.8 | [6 empty] | 12 | #N/A | #N/A | #N/A | #N/A | #N/A | #N/A | #N/A | #N/A | #N/A | #N/A | #N/A | #N/A | #N/A | 9.8 | #N/A | #N/A | #N/A | #N/A
Hisense |  | 8300 |  |  |  |  | 9.8 | [6 empty] | 12 | #N/A | #N/A | #N/A | #N/A | #N/A | #N/A | #N/A | #N/A | #N/A | #N/A | #N/A | #N/A | #N/A | 9.8 | #N/A | #N/A | #N/A | #N/A
TCL |  | 11000 |  |  |  |  | 9.8 | [6 empty] | 11 | #N/A | #N/A | #N/A | #N/A | #N/A | #N/A | #N/A | #N/A | #N/A | #N/A | #N/A | #N/A | 9.8 | #N/A | #N/A | #N/A | #N/A | #N/A
TCL |  | 11000 |  |  |  |  | 9.8 | [6 empty] | 11 | #N/A | #N/A | #N/A | #N/A | #N/A | #N/A | #N/A | #N/A | #N/A | #N/A | #N/A | #N/A | 9.8 | #N/A | #N/A | #N/A | #N/A | #N/A
TCL |  | 11000 |  |  |  |  | 9.8 | [6 empty] | 11 | #N/A | #N/A | #N/A | #N/A | #N/A | #N/A | #N/A | #N/A | #N/A | #N/A | #N/A | #N/A | 9.8 | #N/A | #N/A | #N/A | #N/A | #N/A
TCL |  | 23000 |  |  |  |  | 9.8 | [6 empty] | 5a | #N/A | #N/A | #N/A | #N/A | 9.8 | #N/A | #N/A | #N/A | #N/A | #N/A | #N/A | #N/A | #N/A | #N/A | #N/A | #N/A | #N/A | #N/A
TCL |  | 23000 |  |  |  |  | 9.8 | [6 empty] | 5a | #N/A | #N/A | #N/A | #N/A | 9.8 | #N/A | #N/A | #N/A | #N/A | #N/A | #N/A | #N/A | #N/A | #N/A | #N/A | #N/A | #N/A | #N/A
TCL |  | 23000 |  |  |  |  | 9.8 | [6 empty] | 5a | #N/A | #N/A | #N/A | #N/A | 9.8 | #N/A | #N/A | #N/A | #N/A | #N/A | #N/A | #N/A | #N/A | #N/A | #N/A | #N/A | #N/A | #N/A
TCL |  | 23000 |  |  |  |  | 9.8 | [6 empty] | 5a | #N/A | #N/A | #N/A | #N/A | 9.8 | #N/A | #N/A | #N/A | #N/A | #N/A | #N/A | #N/A | #N/A | #N/A | #N/A | #N/A | #N/A | #N/A
TCL |  | 23000 |  |  |  |  | 9.8 | [6 empty] | 5a | #N/A | #N/A | #N/A | #N/A | 9.8 | #N/A | #N/A | #N/A | #N/A | #N/A | #N/A | #N/A | #N/A | #N/A | #N/A | #N/A | #N/A | #N/A
ProAire |  | 23000 |  |  |  |  | 9.8 | [6 empty] | 5a | #N/A | #N/A | #N/A | #N/A | 9.8 | #N/A | #N/A | #N/A | #N/A | #N/A | #N/A | #N/A | #N/A | #N/A | #N/A | #N/A | #N/A | #N/A
ProAire |  | 23000 |  |  |  |  | 9.8 | [6 empty] | 5a | #N/A | #N/A | #N/A | #N/A | 9.8 | #N/A | #N/A | #N/A | #N/A | #N/A | #N/A | #N/A | #N/A | #N/A | #N/A | #N/A | #N/A | #N/A
Keystone |  | 23000 |  |  |  |  | 9.8 | [6 empty] | 5a | #N/A | #N/A | #N/A | #N/A | 9.8 | #N/A | #N/A | #N/A | #N/A | #N/A | #N/A | #N/A | #N/A | #N/A | #N/A | #N/A | #N/A | #N/A
Keystone |  | 23100 |  |  |  |  | 9.8 | [6 empty] | 5a | #N/A | #N/A | #N/A | #N/A | 9.8 | #N/A | #N/A | #N/A | #N/A | #N/A | #N/A | #N/A | #N/A | #N/A | #N/A | #N/A | #N/A | #N/A
AmazonBasics |  | 23400 |  |  |  |  | 9.8 | [6 empty] | 5a | #N/A | #N/A | #N/A | #N/A | 9.8 | #N/A | #N/A | #N/A | #N/A | #N/A | #N/A | #N/A | #N/A | #N/A | #N/A | #N/A | #N/A | #N/A
AmazonBasics |  | 23400 |  |  |  |  | 9.8 | [6 empty] | 5a | #N/A | #N/A | #N/A | #N/A | 9.8 | #N/A | #N/A | #N/A | #N/A | #N/A | #N/A | #N/A | #N/A | #N/A | #N/A | #N/A | #N/A | #N/A
Danby |  | 23500 |  |  |  |  | 9.8 | [6 empty] | 5a | #N/A | #N/A | #N/A | #N/A | 9.8 | #N/A | #N/A | #N/A | #N/A | #N/A | #N/A | #N/A | #N/A | #N/A | #N/A | #N/A | #N/A | #N/A
Danby |  | 23500 |  |  |  |  | 9.8 | [6 empty] | 5a | #N/A | #N/A | #N/A | #N/A | 9.8 | #N/A | #N/A | #N/A | #N/A | #N/A | #N/A | #N/A | #N/A | #N/A | #N/A | #N/A | #N/A | #N/A
Danby |  | 23500 |  |  |  |  | 9.8 | [6 empty] | 5a | #N/A | #N/A | #N/A | #N/A | 9.8 | #N/A | #N/A | #N/A | #N/A | #N/A | #N/A | #N/A | #N/A | #N/A | #N/A | #N/A | #N/A | #N/A
Danby |  | 23600 |  |  |  |  | 9.8 | [6 empty] | 5a | #N/A | #N/A | #N/A | #N/A | 9.8 | #N/A | #N/A | #N/A | #N/A | #N/A | #N/A | #N/A | #N/A | #N/A | #N/A | #N/A | #N/A | #N/A
Danby |  | 23700 |  |  |  |  | 9.8 | [6 empty] | 5a | #N/A | #N/A | #N/A | #N/A | 9.8 | #N/A | #N/A | #N/A | #N/A | #N/A | #N/A | #N/A | #N/A | #N/A | #N/A | #N/A | #N/A | #N/A
Danby |  | 23700 |  |  |  |  | 9.8 | [6 empty] | 5a | #N/A | #N/A | #N/A | #N/A | 9.8 | #N/A | #N/A | #N/A | #N/A | #N/A | #N/A | #N/A | #N/A | #N/A | #N/A | #N/A | #N/A | #N/A
Danby |  | 23900 |  |  |  |  | 9.8 | [6 empty] | 5a | #N/A | #N/A | #N/A | #N/A | 9.8 | #N/A | #N/A | #N/A | #N/A | #N/A | #N/A | #N/A | #N/A | #N/A | #N/A | #N/A | #N/A | #N/A
Danby |  | 23900 |  |  |  |  | 9.8 | [6 empty] | 5a | #N/A | #N/A | #N/A | #N/A | 9.8 | #N/A | #N/A | #N/A | #N/A | #N/A | #N/A | #N/A | #N/A | #N/A | #N/A | #N/A | #N/A | #N/A
Danby |  | 24000 |  |  |  |  | 9.8 | [6 empty] | 5a | #N/A | #N/A | #N/A | #N/A | 9.8 | #N/A | #N/A | #N/A | #N/A | #N/A | #N/A | #N/A | #N/A | #N/A | #N/A | #N/A | #N/A | #N/A
Danby |  | 24000 |  |  |  |  | 9.8 | [6 empty] | 5a | #N/A | #N/A | #N/A | #N/A | 9.8 | #N/A | #N/A | #N/A | #N/A | #N/A | #N/A | #N/A | #N/A | #N/A | #N/A | #N/A | #N/A | #N/A
Danby |  | 24000 |  |  |  |  | 9.8 | [6 empty] | 5a | #N/A | #N/A | #N/A | #N/A | 9.8 | #N/A | #N/A | #N/A | #N/A | #N/A | #N/A | #N/A | #N/A | #N/A | #N/A | #N/A | #N/A | #N/A
Danby |  | 28000 |  |  |  |  | 9.9 | [6 empty] | 5b | #N/A | #N/A | #N/A | #N/A | #N/A | 9.9 | #N/A | #N/A | #N/A | #N/A | #N/A | #N/A | #N/A | #N/A | #N/A | #N/A | #N/A | #N/A
Danby |  | 22700 |  |  |  |  | 10.1 | [6 empty] | 5a | #N/A | #N/A | #N/A | #N/A | 10.1 | #N/A | #N/A | #N/A | #N/A | #N/A | #N/A | #N/A | #N/A | #N/A | #N/A | #N/A | #N/A | #N/A
Danby |  | 22700 |  |  |  |  | 10.1 | [6 empty] | 5a | #N/A | #N/A | #N/A | #N/A | 10.1 | #N/A | #N/A | #N/A | #N/A | #N/A | #N/A | #N/A | #N/A | #N/A | #N/A | #N/A | #N/A | #N/A
Genuine Comfort |  | 22700 |  |  |  |  | 10.1 | [6 empty] | 5a | #N/A | #N/A | #N/A | #N/A | 10.1 | #N/A | #N/A | #N/A | #N/A | #N/A | #N/A | #N/A | #N/A | #N/A | #N/A | #N/A | #N/A | #N/A
Genuine Comfort |  | 22700 |  |  |  |  | 10.1 | [6 empty] | 5a | #N/A | #N/A | #N/A | #N/A | 10.1 | #N/A | #N/A | #N/A | #N/A | #N/A | #N/A | #N/A | #N/A | #N/A | #N/A | #N/A | #N/A | #N/A
Genuine Comfort |  | 23200 |  |  |  |  | 10.1 | [6 empty] | 5a | #N/A | #N/A | #N/A | #N/A | 10.1 | #N/A | #N/A | #N/A | #N/A | #N/A | #N/A | #N/A | #N/A | #N/A | #N/A | #N/A | #N/A | #N/A
Genuine Comfort |  | 23200 |  |  |  |  | 10.1 | [6 empty] | 5a | #N/A | #N/A | #N/A | #N/A | 10.1 | #N/A | #N/A | #N/A | #N/A | #N/A | #N/A | #N/A | #N/A | #N/A | #N/A | #N/A | #N/A | #N/A
Genuine Comfort |  | 23200 |  |  |  |  | 10.1 | [6 empty] | 5a | #N/A | #N/A | #N/A | #N/A | 10.1 | #N/A | #N/A | #N/A | #N/A | #N/A | #N/A | #N/A | #N/A | #N/A | #N/A | #N/A | #N/A | #N/A
Genuine Comfort |  | 23200 |  |  |  |  | 10.1 | [6 empty] | 5a | #N/A | #N/A | #N/A | #N/A | 10.1 | #N/A | #N/A | #N/A | #N/A | #N/A | #N/A | #N/A | #N/A | #N/A | #N/A | #N/A | #N/A | #N/A
FRIEDRICH |  | 24000 |  |  |  |  | 10.2 | [6 empty] | 13 | #N/A | #N/A | #N/A | #N/A | #N/A | #N/A | #N/A | #N/A | #N/A | #N/A | #N/A | #N/A | #N/A | #N/A | 10.2 | #N/A | #N/A | #N/A
Friedrich |  | 20000 |  |  |  |  | 10.3 | [6 empty] | 5a | #N/A | #N/A | #N/A | #N/A | 10.3 | #N/A | #N/A | #N/A | #N/A | #N/A | #N/A | #N/A | #N/A | #N/A | #N/A | #N/A | #N/A | #N/A
Friedrich |  | 20000 |  |  |  |  | 10.3 | [6 empty] | 5a | #N/A | #N/A | #N/A | #N/A | 10.3 | #N/A | #N/A | #N/A | #N/A | #N/A | #N/A | #N/A | #N/A | #N/A | #N/A | #N/A | #N/A | #N/A
Friedrich |  | 21500 |  |  |  |  | 10.3 | [6 empty] | 5a | #N/A | #N/A | #N/A | #N/A | 10.3 | #N/A | #N/A | #N/A | #N/A | #N/A | #N/A | #N/A | #N/A | #N/A | #N/A | #N/A | #N/A | #N/A
Friedrich |  | 21600 |  |  |  |  | 10.3 | [6 empty] | 5a | #N/A | #N/A | #N/A | #N/A | 10.3 | #N/A | #N/A | #N/A | #N/A | #N/A | #N/A | #N/A | #N/A | #N/A | #N/A | #N/A | #N/A | #N/A
Friedrich |  | 21600 |  |  |  |  | 10.3 | [6 empty] | 5a | #N/A | #N/A | #N/A | #N/A | 10.3 | #N/A | #N/A | #N/A | #N/A | #N/A | #N/A | #N/A | #N/A | #N/A | #N/A | #N/A | #N/A | #N/A
Friedrich |  | 21600 |  |  |  |  | 10.3 | [6 empty] | 5a | #N/A | #N/A | #N/A | #N/A | 10.3 | #N/A | #N/A | #N/A | #N/A | #N/A | #N/A | #N/A | #N/A | #N/A | #N/A | #N/A | #N/A | #N/A
Friedrich |  | 21600 |  |  |  |  | 10.3 | [6 empty] | 5a | #N/A | #N/A | #N/A | #N/A | 10.3 | #N/A | #N/A | #N/A | #N/A | #N/A | #N/A | #N/A | #N/A | #N/A | #N/A | #N/A | #N/A | #N/A
Friedrich |  | 21700 |  |  |  |  | 10.3 | [6 empty] | 5a | #N/A | #N/A | #N/A | #N/A | 10.3 | #N/A | #N/A | #N/A | #N/A | #N/A | #N/A | #N/A | #N/A | #N/A | #N/A | #N/A | #N/A | #N/A
Friedrich |  | 22000 |  |  |  |  | 10.3 | [6 empty] | 5a | #N/A | #N/A | #N/A | #N/A | 10.3 | #N/A | #N/A | #N/A | #N/A | #N/A | #N/A | #N/A | #N/A | #N/A | #N/A | #N/A | #N/A | #N/A
Friedrich |  | 22000 |  |  |  |  | 10.3 | [6 empty] | 5a | #N/A | #N/A | #N/A | #N/A | 10.3 | #N/A | #N/A | #N/A | #N/A | #N/A | #N/A | #N/A | #N/A | #N/A | #N/A | #N/A | #N/A | #N/A
Friedrich |  | 22000 |  |  |  |  | 10.3 | [6 empty] | 5a | #N/A | #N/A | #N/A | #N/A | 10.3 | #N/A | #N/A | #N/A | #N/A | #N/A | #N/A | #N/A | #N/A | #N/A | #N/A | #N/A | #N/A | #N/A
Friedrich |  | 22000 |  |  |  |  | 10.3 | [6 empty] | 5a | #N/A | #N/A | #N/A | #N/A | 10.3 | #N/A | #N/A | #N/A | #N/A | #N/A | #N/A | #N/A | #N/A | #N/A | #N/A | #N/A | #N/A | #N/A
Friedrich |  | 22000 |  |  |  |  | 10.3 | [6 empty] | 5a | #N/A | #N/A | #N/A | #N/A | 10.3 | #N/A | #N/A | #N/A | #N/A | #N/A | #N/A | #N/A | #N/A | #N/A | #N/A | #N/A | #N/A | #N/A
Friedrich |  | 23000 |  |  |  |  | 10.3 | [6 empty] | 5a | #N/A | #N/A | #N/A | #N/A | 10.3 | #N/A | #N/A | #N/A | #N/A | #N/A | #N/A | #N/A | #N/A | #N/A | #N/A | #N/A | #N/A | #N/A
Friedrich |  | 23000 |  |  |  |  | 10.3 | [6 empty] | 5a | #N/A | #N/A | #N/A | #N/A | 10.3 | #N/A | #N/A | #N/A | #N/A | #N/A | #N/A | #N/A | #N/A | #N/A | #N/A | #N/A | #N/A | #N/A
Friedrich |  | 23600 |  |  |  |  | 10.3 | [6 empty] | 5a | #N/A | #N/A | #N/A | #N/A | 10.3 | #N/A | #N/A | #N/A | #N/A | #N/A | #N/A | #N/A | #N/A | #N/A | #N/A | #N/A | #N/A | #N/A
Friedrich |  | 23600 |  |  |  |  | 10.3 | [6 empty] | 5a | #N/A | #N/A | #N/A | #N/A | 10.3 | #N/A | #N/A | #N/A | #N/A | #N/A | #N/A | #N/A | #N/A | #N/A | #N/A | #N/A | #N/A | #N/A
Friedrich |  | 23600 |  |  |  |  | 10.3 | [6 empty] | 5a | #N/A | #N/A | #N/A | #N/A | 10.3 | #N/A | #N/A | #N/A | #N/A | #N/A | #N/A | #N/A | #N/A | #N/A | #N/A | #N/A | #N/A | #N/A
Frigidaire |  | 23600 |  |  |  |  | 10.3 | [6 empty] | 5a | #N/A | #N/A | #N/A | #N/A | 10.3 | #N/A | #N/A | #N/A | #N/A | #N/A | #N/A | #N/A | #N/A | #N/A | #N/A | #N/A | #N/A | #N/A
Frigidaire |  | 23600 |  |  |  |  | 10.3 | [6 empty] | 5a | #N/A | #N/A | #N/A | #N/A | 10.3 | #N/A | #N/A | #N/A | #N/A | #N/A | #N/A | #N/A | #N/A | #N/A | #N/A | #N/A | #N/A | #N/A
Frigidaire |  | 24000 |  |  |  |  | 10.3 | [6 empty] | 5a | #N/A | #N/A | #N/A | #N/A | 10.3 | #N/A | #N/A | #N/A | #N/A | #N/A | #N/A | #N/A | #N/A | #N/A | #N/A | #N/A | #N/A | #N/A
Frigidaire |  | 24000 |  |  |  |  | 10.3 | [6 empty] | 5a | #N/A | #N/A | #N/A | #N/A | 10.3 | #N/A | #N/A | #N/A | #N/A | #N/A | #N/A | #N/A | #N/A | #N/A | #N/A | #N/A | #N/A | #N/A
LG |  | 24000 |  |  |  |  | 10.3 | [6 empty] | 5a | #N/A | #N/A | #N/A | #N/A | 10.3 | #N/A | #N/A | #N/A | #N/A | #N/A | #N/A | #N/A | #N/A | #N/A | #N/A | #N/A | #N/A | #N/A
Friedrich |  | 24000 |  |  |  |  | 10.3 | [6 empty] | 5a | #N/A | #N/A | #N/A | #N/A | 10.3 | #N/A | #N/A | #N/A | #N/A | #N/A | #N/A | #N/A | #N/A | #N/A | #N/A | #N/A | #N/A | #N/A
Friedrich |  | 24000 |  |  |  |  | 10.3 | [6 empty] | 5a | #N/A | #N/A | #N/A | #N/A | 10.3 | #N/A | #N/A | #N/A | #N/A | #N/A | #N/A | #N/A | #N/A | #N/A | #N/A | #N/A | #N/A | #N/A
Friedrich |  | 24000 |  |  |  |  | 10.3 | [6 empty] | 5a | #N/A | #N/A | #N/A | #N/A | 10.3 | #N/A | #N/A | #N/A | #N/A | #N/A | #N/A | #N/A | #N/A | #N/A | #N/A | #N/A | #N/A | #N/A
Friedrich |  | 24000 |  |  |  |  | 10.3 | [6 empty] | 5a | #N/A | #N/A | #N/A | #N/A | 10.3 | #N/A | #N/A | #N/A | #N/A | #N/A | #N/A | #N/A | #N/A | #N/A | #N/A | #N/A | #N/A | #N/A
Friedrich |  | 24000 |  |  |  |  | 10.3 | [6 empty] | 5a | #N/A | #N/A | #N/A | #N/A | 10.3 | #N/A | #N/A | #N/A | #N/A | #N/A | #N/A | #N/A | #N/A | #N/A | #N/A | #N/A | #N/A | #N/A
Friedrich |  | 24000 |  |  |  |  | 10.3 | [6 empty] | 5a | #N/A | #N/A | #N/A | #N/A | 10.3 | #N/A | #N/A | #N/A | #N/A | #N/A | #N/A | #N/A | #N/A | #N/A | #N/A | #N/A | #N/A | #N/A
Friedrich |  | 24300 |  |  |  |  | 10.3 | [6 empty] | 5a | #N/A | #N/A | #N/A | #N/A | 10.3 | #N/A | #N/A | #N/A | #N/A | #N/A | #N/A | #N/A | #N/A | #N/A | #N/A | #N/A | #N/A | #N/A
Kenmore Elite |  | 24300 |  |  |  |  | 10.3 | [6 empty] | 5a | #N/A | #N/A | #N/A | #N/A | 10.3 | #N/A | #N/A | #N/A | #N/A | #N/A | #N/A | #N/A | #N/A | #N/A | #N/A | #N/A | #N/A | #N/A
Kenmore Elite |  | 24500 |  |  |  |  | 10.3 | [6 empty] | 5a | #N/A | #N/A | #N/A | #N/A | 10.3 | #N/A | #N/A | #N/A | #N/A | #N/A | #N/A | #N/A | #N/A | #N/A | #N/A | #N/A | #N/A | #N/A
Kenmore Elite |  | 24500 |  |  |  |  | 10.3 | [6 empty] | 5a | #N/A | #N/A | #N/A | #N/A | 10.3 | #N/A | #N/A | #N/A | #N/A | #N/A | #N/A | #N/A | #N/A | #N/A | #N/A | #N/A | #N/A | #N/A
Kenmore Elite |  | 24500 |  |  |  |  | 10.3 | [6 empty] | 5a | #N/A | #N/A | #N/A | #N/A | 10.3 | #N/A | #N/A | #N/A | #N/A | #N/A | #N/A | #N/A | #N/A | #N/A | #N/A | #N/A | #N/A | #N/A
Kenmore Elite |  | 24500 |  |  |  |  | 10.3 | [6 empty] | 5a | #N/A | #N/A | #N/A | #N/A | 10.3 | #N/A | #N/A | #N/A | #N/A | #N/A | #N/A | #N/A | #N/A | #N/A | #N/A | #N/A | #N/A | #N/A
Kenmore Elite |  | 24500 |  |  |  |  | 10.3 | [6 empty] | 5a | #N/A | #N/A | #N/A | #N/A | 10.3 | #N/A | #N/A | #N/A | #N/A | #N/A | #N/A | #N/A | #N/A | #N/A | #N/A | #N/A | #N/A | #N/A
LG |  | 24500 |  |  |  |  | 10.3 | [6 empty] | 5a | #N/A | #N/A | #N/A | #N/A | 10.3 | #N/A | #N/A | #N/A | #N/A | #N/A | #N/A | #N/A | #N/A | #N/A | #N/A | #N/A | #N/A | #N/A
LG |  | 24500 |  |  |  |  | 10.3 | [6 empty] | 5a | #N/A | #N/A | #N/A | #N/A | 10.3 | #N/A | #N/A | #N/A | #N/A | #N/A | #N/A | #N/A | #N/A | #N/A | #N/A | #N/A | #N/A | #N/A
LG |  | 24500 |  |  |  |  | 10.3 | [6 empty] | 5a | #N/A | #N/A | #N/A | #N/A | 10.3 | #N/A | #N/A | #N/A | #N/A | #N/A | #N/A | #N/A | #N/A | #N/A | #N/A | #N/A | #N/A | #N/A
LG |  | 24500 |  |  |  |  | 10.3 | [6 empty] | 5a | #N/A | #N/A | #N/A | #N/A | 10.3 | #N/A | #N/A | #N/A | #N/A | #N/A | #N/A | #N/A | #N/A | #N/A | #N/A | #N/A | #N/A | #N/A
LG |  | 24500 |  |  |  |  | 10.3 | [6 empty] | 5a | #N/A | #N/A | #N/A | #N/A | 10.3 | #N/A | #N/A | #N/A | #N/A | #N/A | #N/A | #N/A | #N/A | #N/A | #N/A | #N/A | #N/A | #N/A
LG |  | 24500 |  |  |  |  | 10.3 | [6 empty] | 5a | #N/A | #N/A | #N/A | #N/A | 10.3 | #N/A | #N/A | #N/A | #N/A | #N/A | #N/A | #N/A | #N/A | #N/A | #N/A | #N/A | #N/A | #N/A
LG |  | 24600 |  |  |  |  | 10.3 | [6 empty] | 5a | #N/A | #N/A | #N/A | #N/A | 10.3 | #N/A | #N/A | #N/A | #N/A | #N/A | #N/A | #N/A | #N/A | #N/A | #N/A | #N/A | #N/A | #N/A
LG |  | 24600 |  |  |  |  | 10.3 | [6 empty] | 5a | #N/A | #N/A | #N/A | #N/A | 10.3 | #N/A | #N/A | #N/A | #N/A | #N/A | #N/A | #N/A | #N/A | #N/A | #N/A | #N/A | #N/A | #N/A
LG Electronics USA, Inc. |  | 24700 |  |  |  |  | 10.3 | [6 empty] | 5a | #N/A | #N/A | #N/A | #N/A | 10.3 | #N/A | #N/A | #N/A | #N/A | #N/A | #N/A | #N/A | #N/A | #N/A | #N/A | #N/A | #N/A | #N/A
LG Electronics USA, Inc. |  | 24700 |  |  |  |  | 10.3 | [6 empty] | 5a | #N/A | #N/A | #N/A | #N/A | 10.3 | #N/A | #N/A | #N/A | #N/A | #N/A | #N/A | #N/A | #N/A | #N/A | #N/A | #N/A | #N/A | #N/A
LG |  | 24700 |  |  |  |  | 10.3 | [6 empty] | 5a | #N/A | #N/A | #N/A | #N/A | 10.3 | #N/A | #N/A | #N/A | #N/A | #N/A | #N/A | #N/A | #N/A | #N/A | #N/A | #N/A | #N/A | #N/A
LG |  | 24700 |  |  |  |  | 10.3 | [6 empty] | 5a | #N/A | #N/A | #N/A | #N/A | 10.3 | #N/A | #N/A | #N/A | #N/A | #N/A | #N/A | #N/A | #N/A | #N/A | #N/A | #N/A | #N/A | #N/A
LG |  | 24700 |  |  |  |  | 10.3 | [6 empty] | 5a | #N/A | #N/A | #N/A | #N/A | 10.3 | #N/A | #N/A | #N/A | #N/A | #N/A | #N/A | #N/A | #N/A | #N/A | #N/A | #N/A | #N/A | #N/A
LG |  | 24700 |  |  |  |  | 10.3 | [6 empty] | 5a | #N/A | #N/A | #N/A | #N/A | 10.3 | #N/A | #N/A | #N/A | #N/A | #N/A | #N/A | #N/A | #N/A | #N/A | #N/A | #N/A | #N/A | #N/A
LG |  | 24700 |  |  |  |  | 10.3 | [6 empty] | 5a | #N/A | #N/A | #N/A | #N/A | 10.3 | #N/A | #N/A | #N/A | #N/A | #N/A | #N/A | #N/A | #N/A | #N/A | #N/A | #N/A | #N/A | #N/A
LG |  | 25000 |  |  |  |  | 10.3 | [6 empty] | 5a | #N/A | #N/A | #N/A | #N/A | 10.3 | #N/A | #N/A | #N/A | #N/A | #N/A | #N/A | #N/A | #N/A | #N/A | #N/A | #N/A | #N/A | #N/A
LG |  | 25000 |  |  |  |  | 10.3 | [6 empty] | 5a | #N/A | #N/A | #N/A | #N/A | 10.3 | #N/A | #N/A | #N/A | #N/A | #N/A | #N/A | #N/A | #N/A | #N/A | #N/A | #N/A | #N/A | #N/A
LG |  | 25000 |  |  |  |  | 10.3 | [6 empty] | 5a | #N/A | #N/A | #N/A | #N/A | 10.3 | #N/A | #N/A | #N/A | #N/A | #N/A | #N/A | #N/A | #N/A | #N/A | #N/A | #N/A | #N/A | #N/A
LG |  | 25000 |  |  |  |  | 10.3 | [6 empty] | 5a | #N/A | #N/A | #N/A | #N/A | 10.3 | #N/A | #N/A | #N/A | #N/A | #N/A | #N/A | #N/A | #N/A | #N/A | #N/A | #N/A | #N/A | #N/A
LG |  | 25000 |  |  |  |  | 10.3 | [6 empty] | 5a | #N/A | #N/A | #N/A | #N/A | 10.3 | #N/A | #N/A | #N/A | #N/A | #N/A | #N/A | #N/A | #N/A | #N/A | #N/A | #N/A | #N/A | #N/A
LG |  | 25000 |  |  |  |  | 10.3 | [6 empty] | 5a | #N/A | #N/A | #N/A | #N/A | 10.3 | #N/A | #N/A | #N/A | #N/A | #N/A | #N/A | #N/A | #N/A | #N/A | #N/A | #N/A | #N/A | #N/A
LG |  | 25000 |  |  |  |  | 10.3 | [6 empty] | 5a | #N/A | #N/A | #N/A | #N/A | 10.3 | #N/A | #N/A | #N/A | #N/A | #N/A | #N/A | #N/A | #N/A | #N/A | #N/A | #N/A | #N/A | #N/A
LG |  | 25000 |  |  |  |  | 10.3 | [6 empty] | 5a | #N/A | #N/A | #N/A | #N/A | 10.3 | #N/A | #N/A | #N/A | #N/A | #N/A | #N/A | #N/A | #N/A | #N/A | #N/A | #N/A | #N/A | #N/A
LG |  | 25000 |  |  |  |  | 10.3 | [6 empty] | 5a | #N/A | #N/A | #N/A | #N/A | 10.3 | #N/A | #N/A | #N/A | #N/A | #N/A | #N/A | #N/A | #N/A | #N/A | #N/A | #N/A | #N/A | #N/A
LG |  | 25000 |  |  |  |  | 10.3 | [6 empty] | 5a | #N/A | #N/A | #N/A | #N/A | 10.3 | #N/A | #N/A | #N/A | #N/A | #N/A | #N/A | #N/A | #N/A | #N/A | #N/A | #N/A | #N/A | #N/A
LG |  | 25000 |  |  |  |  | 10.3 | [6 empty] | 5a | #N/A | #N/A | #N/A | #N/A | 10.3 | #N/A | #N/A | #N/A | #N/A | #N/A | #N/A | #N/A | #N/A | #N/A | #N/A | #N/A | #N/A | #N/A
LG |  | 25000 |  |  |  |  | 10.3 | [6 empty] | 5a | #N/A | #N/A | #N/A | #N/A | 10.3 | #N/A | #N/A | #N/A | #N/A | #N/A | #N/A | #N/A | #N/A | #N/A | #N/A | #N/A | #N/A | #N/A
LG |  | 25000 |  |  |  |  | 10.3 | [6 empty] | 5a | #N/A | #N/A | #N/A | #N/A | 10.3 | #N/A | #N/A | #N/A | #N/A | #N/A | #N/A | #N/A | #N/A | #N/A | #N/A | #N/A | #N/A | #N/A
LG |  | 25000 |  |  |  |  | 10.3 | [6 empty] | 5a | #N/A | #N/A | #N/A | #N/A | 10.3 | #N/A | #N/A | #N/A | #N/A | #N/A | #N/A | #N/A | #N/A | #N/A | #N/A | #N/A | #N/A | #N/A
Friedrich |  | 25000 |  |  |  |  | 10.3 | [6 empty] | 5a | #N/A | #N/A | #N/A | #N/A | 10.3 | #N/A | #N/A | #N/A | #N/A | #N/A | #N/A | #N/A | #N/A | #N/A | #N/A | #N/A | #N/A | #N/A
Friedrich |  | 25000 |  |  |  |  | 10.3 | [6 empty] | 5a | #N/A | #N/A | #N/A | #N/A | 10.3 | #N/A | #N/A | #N/A | #N/A | #N/A | #N/A | #N/A | #N/A | #N/A | #N/A | #N/A | #N/A | #N/A
Friedrich |  | 25000 |  |  |  |  | 10.3 | [6 empty] | 5a | #N/A | #N/A | #N/A | #N/A | 10.3 | #N/A | #N/A | #N/A | #N/A | #N/A | #N/A | #N/A | #N/A | #N/A | #N/A | #N/A | #N/A | #N/A
Friedrich |  | 25000 |  |  |  |  | 10.3 | [6 empty] | 5a | #N/A | #N/A | #N/A | #N/A | 10.3 | #N/A | #N/A | #N/A | #N/A | #N/A | #N/A | #N/A | #N/A | #N/A | #N/A | #N/A | #N/A | #N/A
Friedrich |  | 25000 |  |  |  |  | 10.3 | [6 empty] | 5a | #N/A | #N/A | #N/A | #N/A | 10.3 | #N/A | #N/A | #N/A | #N/A | #N/A | #N/A | #N/A | #N/A | #N/A | #N/A | #N/A | #N/A | #N/A
Friedrich |  | 25000 |  |  |  |  | 10.3 | [6 empty] | 5a | #N/A | #N/A | #N/A | #N/A | 10.3 | #N/A | #N/A | #N/A | #N/A | #N/A | #N/A | #N/A | #N/A | #N/A | #N/A | #N/A | #N/A | #N/A
Friedrich |  | 25000 |  |  |  |  | 10.3 | [6 empty] | 5a | #N/A | #N/A | #N/A | #N/A | 10.3 | #N/A | #N/A | #N/A | #N/A | #N/A | #N/A | #N/A | #N/A | #N/A | #N/A | #N/A | #N/A | #N/A
Friedrich |  | 25000 |  |  |  |  | 10.3 | [6 empty] | 5a | #N/A | #N/A | #N/A | #N/A | 10.3 | #N/A | #N/A | #N/A | #N/A | #N/A | #N/A | #N/A | #N/A | #N/A | #N/A | #N/A | #N/A | #N/A
Friedrich |  | 10000 |  |  |  |  | 10.4 | [6 empty] | 16 | #N/A | #N/A | #N/A | #N/A | #N/A | #N/A | #N/A | #N/A | #N/A | #N/A | #N/A | #N/A | #N/A | #N/A | #N/A | #N/A | #N/A | 10.4
LG |  | 10000 |  |  |  |  | 10.4 | [6 empty] | 16 | #N/A | #N/A | #N/A | #N/A | #N/A | #N/A | #N/A | #N/A | #N/A | #N/A | #N/A | #N/A | #N/A | #N/A | #N/A | #N/A | #N/A | 10.4
LG |  | 10000 |  |  |  |  | 10.4 | [6 empty] | 16 | #N/A | #N/A | #N/A | #N/A | #N/A | #N/A | #N/A | #N/A | #N/A | #N/A | #N/A | #N/A | #N/A | #N/A | #N/A | #N/A | #N/A | 10.4
LG |  | 10000 |  |  |  |  | 10.4 | [6 empty] | 16 | #N/A | #N/A | #N/A | #N/A | #N/A | #N/A | #N/A | #N/A | #N/A | #N/A | #N/A | #N/A | #N/A | #N/A | #N/A | #N/A | #N/A | 10.4
LG |  | 10000 |  |  |  |  | 10.4 | [6 empty] | 16 | #N/A | #N/A | #N/A | #N/A | #N/A | #N/A | #N/A | #N/A | #N/A | #N/A | #N/A | #N/A | #N/A | #N/A | #N/A | #N/A | #N/A | 10.4
LG |  | 10000 |  |  |  |  | 10.4 | [6 empty] | 16 | #N/A | #N/A | #N/A | #N/A | #N/A | #N/A | #N/A | #N/A | #N/A | #N/A | #N/A | #N/A | #N/A | #N/A | #N/A | #N/A | #N/A | 10.4
LG |  | 10000 |  |  |  |  | 10.4 | [6 empty] | 16 | #N/A | #N/A | #N/A | #N/A | #N/A | #N/A | #N/A | #N/A | #N/A | #N/A | #N/A | #N/A | #N/A | #N/A | #N/A | #N/A | #N/A | 10.4
LG |  | 10000 |  |  |  |  | 10.4 | [6 empty] | 16 | #N/A | #N/A | #N/A | #N/A | #N/A | #N/A | #N/A | #N/A | #N/A | #N/A | #N/A | #N/A | #N/A | #N/A | #N/A | #N/A | #N/A | 10.4
LG |  | 10000 |  |  |  |  | 10.4 | [6 empty] | 16 | #N/A | #N/A | #N/A | #N/A | #N/A | #N/A | #N/A | #N/A | #N/A | #N/A | #N/A | #N/A | #N/A | #N/A | #N/A | #N/A | #N/A | 10.4
LG |  | 10000 |  |  |  |  | 10.4 | [6 empty] | 16 | #N/A | #N/A | #N/A | #N/A | #N/A | #N/A | #N/A | #N/A | #N/A | #N/A | #N/A | #N/A | #N/A | #N/A | #N/A | #N/A | #N/A | 10.4
LG |  | 10000 |  |  |  |  | 10.4 | [6 empty] | 16 | #N/A | #N/A | #N/A | #N/A | #N/A | #N/A | #N/A | #N/A | #N/A | #N/A | #N/A | #N/A | #N/A | #N/A | #N/A | #N/A | #N/A | 10.4
LG |  | 11600 |  |  |  |  | 10.5 | [6 empty] | 8b | #N/A | #N/A | #N/A | #N/A | #N/A | #N/A | #N/A | #N/A | #N/A | 10.5 | #N/A | #N/A | #N/A | #N/A | #N/A | #N/A | #N/A | #N/A
LG |  | 11700 |  |  |  |  | 10.5 | [6 empty] | 8b | #N/A | #N/A | #N/A | #N/A | #N/A | #N/A | #N/A | #N/A | #N/A | 10.5 | #N/A | #N/A | #N/A | #N/A | #N/A | #N/A | #N/A | #N/A
LG |  | 11700 |  |  |  |  | 10.5 | [6 empty] | 8b | #N/A | #N/A | #N/A | #N/A | #N/A | #N/A | #N/A | #N/A | #N/A | 10.5 | #N/A | #N/A | #N/A | #N/A | #N/A | #N/A | #N/A | #N/A
LG |  | 11700 |  |  |  |  | 10.5 | [6 empty] | 8b | #N/A | #N/A | #N/A | #N/A | #N/A | #N/A | #N/A | #N/A | #N/A | 10.5 | #N/A | #N/A | #N/A | #N/A | #N/A | #N/A | #N/A | #N/A
LG |  | 11700 |  |  |  |  | 10.5 | [6 empty] | 8b | #N/A | #N/A | #N/A | #N/A | #N/A | #N/A | #N/A | #N/A | #N/A | 10.5 | #N/A | #N/A | #N/A | #N/A | #N/A | #N/A | #N/A | #N/A
LG |  | 11800 |  |  |  |  | 10.5 | [6 empty] | 8b | #N/A | #N/A | #N/A | #N/A | #N/A | #N/A | #N/A | #N/A | #N/A | 10.5 | #N/A | #N/A | #N/A | #N/A | #N/A | #N/A | #N/A | #N/A
LG |  | 11800 |  |  |  |  | 10.5 | [6 empty] | 8b | #N/A | #N/A | #N/A | #N/A | #N/A | #N/A | #N/A | #N/A | #N/A | 10.5 | #N/A | #N/A | #N/A | #N/A | #N/A | #N/A | #N/A | #N/A
LG |  | 11800 |  |  |  |  | 10.5 | [6 empty] | 8b | #N/A | #N/A | #N/A | #N/A | #N/A | #N/A | #N/A | #N/A | #N/A | 10.5 | #N/A | #N/A | #N/A | #N/A | #N/A | #N/A | #N/A | #N/A
LG |  | 11800 |  |  |  |  | 10.5 | [6 empty] | 8b | #N/A | #N/A | #N/A | #N/A | #N/A | #N/A | #N/A | #N/A | #N/A | 10.5 | #N/A | #N/A | #N/A | #N/A | #N/A | #N/A | #N/A | #N/A
Haier |  | 11800 |  |  |  |  | 10.5 | [6 empty] | 8b | #N/A | #N/A | #N/A | #N/A | #N/A | #N/A | #N/A | #N/A | #N/A | 10.5 | #N/A | #N/A | #N/A | #N/A | #N/A | #N/A | #N/A | #N/A
Haier |  | 11800 |  |  |  |  | 10.5 | [6 empty] | 8b | #N/A | #N/A | #N/A | #N/A | #N/A | #N/A | #N/A | #N/A | #N/A | 10.5 | #N/A | #N/A | #N/A | #N/A | #N/A | #N/A | #N/A | #N/A
Haier |  | 11800 |  |  |  |  | 10.5 | [6 empty] | 8b | #N/A | #N/A | #N/A | #N/A | #N/A | #N/A | #N/A | #N/A | #N/A | 10.5 | #N/A | #N/A | #N/A | #N/A | #N/A | #N/A | #N/A | #N/A
Haier |  | 11800 |  |  |  |  | 10.5 | [6 empty] | 8b | #N/A | #N/A | #N/A | #N/A | #N/A | #N/A | #N/A | #N/A | #N/A | 10.5 | #N/A | #N/A | #N/A | #N/A | #N/A | #N/A | #N/A | #N/A
Haier |  | 11800 |  |  |  |  | 10.5 | [6 empty] | 8b | #N/A | #N/A | #N/A | #N/A | #N/A | #N/A | #N/A | #N/A | #N/A | 10.5 | #N/A | #N/A | #N/A | #N/A | #N/A | #N/A | #N/A | #N/A
Haier |  | 11800 |  |  |  |  | 10.5 | [6 empty] | 8b | #N/A | #N/A | #N/A | #N/A | #N/A | #N/A | #N/A | #N/A | #N/A | 10.5 | #N/A | #N/A | #N/A | #N/A | #N/A | #N/A | #N/A | #N/A
Haier |  | 11900 |  |  |  |  | 10.5 | [6 empty] | 8b | #N/A | #N/A | #N/A | #N/A | #N/A | #N/A | #N/A | #N/A | #N/A | 10.5 | #N/A | #N/A | #N/A | #N/A | #N/A | #N/A | #N/A | #N/A
Haier |  | 11900 |  |  |  |  | 10.5 | [6 empty] | 8b | #N/A | #N/A | #N/A | #N/A | #N/A | #N/A | #N/A | #N/A | #N/A | 10.5 | #N/A | #N/A | #N/A | #N/A | #N/A | #N/A | #N/A | #N/A
Haier |  | 12000 |  |  |  |  | 10.5 | [6 empty] | 8b | #N/A | #N/A | #N/A | #N/A | #N/A | #N/A | #N/A | #N/A | #N/A | 10.5 | #N/A | #N/A | #N/A | #N/A | #N/A | #N/A | #N/A | #N/A
GE |  | 12000 |  |  |  |  | 10.5 | [6 empty] | 8b | #N/A | #N/A | #N/A | #N/A | #N/A | #N/A | #N/A | #N/A | #N/A | 10.5 | #N/A | #N/A | #N/A | #N/A | #N/A | #N/A | #N/A | #N/A
Haier |  | 12000 |  |  |  |  | 10.5 | [6 empty] | 8b | #N/A | #N/A | #N/A | #N/A | #N/A | #N/A | #N/A | #N/A | #N/A | 10.5 | #N/A | #N/A | #N/A | #N/A | #N/A | #N/A | #N/A | #N/A
Haier |  | 12000 |  |  |  |  | 10.5 | [6 empty] | 8b | #N/A | #N/A | #N/A | #N/A | #N/A | #N/A | #N/A | #N/A | #N/A | 10.5 | #N/A | #N/A | #N/A | #N/A | #N/A | #N/A | #N/A | #N/A
Haier |  | 12000 |  |  |  |  | 10.5 | [6 empty] | 8b | #N/A | #N/A | #N/A | #N/A | #N/A | #N/A | #N/A | #N/A | #N/A | 10.5 | #N/A | #N/A | #N/A | #N/A | #N/A | #N/A | #N/A | #N/A
Haier |  | 12000 |  |  |  |  | 10.5 | [6 empty] | 8b | #N/A | #N/A | #N/A | #N/A | #N/A | #N/A | #N/A | #N/A | #N/A | 10.5 | #N/A | #N/A | #N/A | #N/A | #N/A | #N/A | #N/A | #N/A
Haier |  | 12000 |  |  |  |  | 10.5 | [6 empty] | 8b | #N/A | #N/A | #N/A | #N/A | #N/A | #N/A | #N/A | #N/A | #N/A | 10.5 | #N/A | #N/A | #N/A | #N/A | #N/A | #N/A | #N/A | #N/A
GE |  | 12000 |  |  |  |  | 10.5 | [6 empty] | 8b | #N/A | #N/A | #N/A | #N/A | #N/A | #N/A | #N/A | #N/A | #N/A | 10.5 | #N/A | #N/A | #N/A | #N/A | #N/A | #N/A | #N/A | #N/A
GE |  | 12000 |  |  |  |  | 10.5 | [6 empty] | 8b | #N/A | #N/A | #N/A | #N/A | #N/A | #N/A | #N/A | #N/A | #N/A | 10.5 | #N/A | #N/A | #N/A | #N/A | #N/A | #N/A | #N/A | #N/A
Haier |  | 12000 |  |  |  |  | 10.5 | [6 empty] | 8b | #N/A | #N/A | #N/A | #N/A | #N/A | #N/A | #N/A | #N/A | #N/A | 10.5 | #N/A | #N/A | #N/A | #N/A | #N/A | #N/A | #N/A | #N/A
Haier |  | 12000 |  |  |  |  | 10.5 | [6 empty] | 8b | #N/A | #N/A | #N/A | #N/A | #N/A | #N/A | #N/A | #N/A | #N/A | 10.5 | #N/A | #N/A | #N/A | #N/A | #N/A | #N/A | #N/A | #N/A
GE |  | 12000 |  |  |  |  | 10.5 | [6 empty] | 8b | #N/A | #N/A | #N/A | #N/A | #N/A | #N/A | #N/A | #N/A | #N/A | 10.5 | #N/A | #N/A | #N/A | #N/A | #N/A | #N/A | #N/A | #N/A
GE |  | 12000 |  |  |  |  | 10.5 | [6 empty] | 8b | #N/A | #N/A | #N/A | #N/A | #N/A | #N/A | #N/A | #N/A | #N/A | 10.5 | #N/A | #N/A | #N/A | #N/A | #N/A | #N/A | #N/A | #N/A
GE |  | 12000 |  |  |  |  | 10.5 | [6 empty] | 8b | #N/A | #N/A | #N/A | #N/A | #N/A | #N/A | #N/A | #N/A | #N/A | 10.5 | #N/A | #N/A | #N/A | #N/A | #N/A | #N/A | #N/A | #N/A
GE |  | 12000 |  |  |  |  | 10.5 | [6 empty] | 8b | #N/A | #N/A | #N/A | #N/A | #N/A | #N/A | #N/A | #N/A | #N/A | 10.5 | #N/A | #N/A | #N/A | #N/A | #N/A | #N/A | #N/A | #N/A
GE |  | 12000 |  |  |  |  | 10.5 | [6 empty] | 8b | #N/A | #N/A | #N/A | #N/A | #N/A | #N/A | #N/A | #N/A | #N/A | 10.5 | #N/A | #N/A | #N/A | #N/A | #N/A | #N/A | #N/A | #N/A
GE |  | 12000 |  |  |  |  | 10.5 | [6 empty] | 8b | #N/A | #N/A | #N/A | #N/A | #N/A | #N/A | #N/A | #N/A | #N/A | 10.5 | #N/A | #N/A | #N/A | #N/A | #N/A | #N/A | #N/A | #N/A
GE |  | 12000 |  |  |  |  | 10.5 | [6 empty] | 8b | #N/A | #N/A | #N/A | #N/A | #N/A | #N/A | #N/A | #N/A | #N/A | 10.5 | #N/A | #N/A | #N/A | #N/A | #N/A | #N/A | #N/A | #N/A
GE |  | 12000 |  |  |  |  | 10.5 | [6 empty] | 8b | #N/A | #N/A | #N/A | #N/A | #N/A | #N/A | #N/A | #N/A | #N/A | 10.5 | #N/A | #N/A | #N/A | #N/A | #N/A | #N/A | #N/A | #N/A
GE |  | 12000 |  |  |  |  | 10.5 | [6 empty] | 8b | #N/A | #N/A | #N/A | #N/A | #N/A | #N/A | #N/A | #N/A | #N/A | 10.5 | #N/A | #N/A | #N/A | #N/A | #N/A | #N/A | #N/A | #N/A
GE |  | 12000 |  |  |  |  | 10.5 | [6 empty] | 8b | #N/A | #N/A | #N/A | #N/A | #N/A | #N/A | #N/A | #N/A | #N/A | 10.5 | #N/A | #N/A | #N/A | #N/A | #N/A | #N/A | #N/A | #N/A
GE |  | 12000 |  |  |  |  | 10.5 | [6 empty] | 8b | #N/A | #N/A | #N/A | #N/A | #N/A | #N/A | #N/A | #N/A | #N/A | 10.5 | #N/A | #N/A | #N/A | #N/A | #N/A | #N/A | #N/A | #N/A
GE |  | 12000 |  |  |  |  | 10.5 | [6 empty] | 8b | #N/A | #N/A | #N/A | #N/A | #N/A | #N/A | #N/A | #N/A | #N/A | 10.5 | #N/A | #N/A | #N/A | #N/A | #N/A | #N/A | #N/A | #N/A
GE |  | 12000 |  |  |  |  | 10.5 | [6 empty] | 8b | #N/A | #N/A | #N/A | #N/A | #N/A | #N/A | #N/A | #N/A | #N/A | 10.5 | #N/A | #N/A | #N/A | #N/A | #N/A | #N/A | #N/A | #N/A
GE |  | 12000 |  |  |  |  | 10.5 | [6 empty] | 8b | #N/A | #N/A | #N/A | #N/A | #N/A | #N/A | #N/A | #N/A | #N/A | 10.5 | #N/A | #N/A | #N/A | #N/A | #N/A | #N/A | #N/A | #N/A
GE |  | 12000 |  |  |  |  | 10.5 | [6 empty] | 8b | #N/A | #N/A | #N/A | #N/A | #N/A | #N/A | #N/A | #N/A | #N/A | 10.5 | #N/A | #N/A | #N/A | #N/A | #N/A | #N/A | #N/A | #N/A
GE |  | 12000 |  |  |  |  | 10.5 | [6 empty] | 8b | #N/A | #N/A | #N/A | #N/A | #N/A | #N/A | #N/A | #N/A | #N/A | 10.5 | #N/A | #N/A | #N/A | #N/A | #N/A | #N/A | #N/A | #N/A
GE |  | 12000 |  |  |  |  | 10.5 | [6 empty] | 8b | #N/A | #N/A | #N/A | #N/A | #N/A | #N/A | #N/A | #N/A | #N/A | 10.5 | #N/A | #N/A | #N/A | #N/A | #N/A | #N/A | #N/A | #N/A
GE |  | 12000 |  |  |  |  | 10.5 | [6 empty] | 8b | #N/A | #N/A | #N/A | #N/A | #N/A | #N/A | #N/A | #N/A | #N/A | 10.5 | #N/A | #N/A | #N/A | #N/A | #N/A | #N/A | #N/A | #N/A
GE |  | 12000 |  |  |  |  | 10.5 | [6 empty] | 8b | #N/A | #N/A | #N/A | #N/A | #N/A | #N/A | #N/A | #N/A | #N/A | 10.5 | #N/A | #N/A | #N/A | #N/A | #N/A | #N/A | #N/A | #N/A
GE |  | 12000 |  |  |  |  | 10.5 | [6 empty] | 8b | #N/A | #N/A | #N/A | #N/A | #N/A | #N/A | #N/A | #N/A | #N/A | 10.5 | #N/A | #N/A | #N/A | #N/A | #N/A | #N/A | #N/A | #N/A
GE |  | 12000 |  |  |  |  | 10.5 | [6 empty] | 8b | #N/A | #N/A | #N/A | #N/A | #N/A | #N/A | #N/A | #N/A | #N/A | 10.5 | #N/A | #N/A | #N/A | #N/A | #N/A | #N/A | #N/A | #N/A
GE |  | 12000 |  |  |  |  | 10.5 | [6 empty] | 8b | #N/A | #N/A | #N/A | #N/A | #N/A | #N/A | #N/A | #N/A | #N/A | 10.5 | #N/A | #N/A | #N/A | #N/A | #N/A | #N/A | #N/A | #N/A
GE |  | 12000 |  |  |  |  | 10.5 | [6 empty] | 8b | #N/A | #N/A | #N/A | #N/A | #N/A | #N/A | #N/A | #N/A | #N/A | 10.5 | #N/A | #N/A | #N/A | #N/A | #N/A | #N/A | #N/A | #N/A
GE |  | 12000 |  |  |  |  | 10.5 | [6 empty] | 8b | #N/A | #N/A | #N/A | #N/A | #N/A | #N/A | #N/A | #N/A | #N/A | 10.5 | #N/A | #N/A | #N/A | #N/A | #N/A | #N/A | #N/A | #N/A
GE |  | 12000 |  |  |  |  | 10.5 | [6 empty] | 8b | #N/A | #N/A | #N/A | #N/A | #N/A | #N/A | #N/A | #N/A | #N/A | 10.5 | #N/A | #N/A | #N/A | #N/A | #N/A | #N/A | #N/A | #N/A
GE |  | 12000 |  |  |  |  | 10.5 | [6 empty] | 8b | #N/A | #N/A | #N/A | #N/A | #N/A | #N/A | #N/A | #N/A | #N/A | 10.5 | #N/A | #N/A | #N/A | #N/A | #N/A | #N/A | #N/A | #N/A
GE |  | 12000 |  |  |  |  | 10.5 | [6 empty] | 8b | #N/A | #N/A | #N/A | #N/A | #N/A | #N/A | #N/A | #N/A | #N/A | 10.5 | #N/A | #N/A | #N/A | #N/A | #N/A | #N/A | #N/A | #N/A
GE |  | 12000 |  |  |  |  | 10.5 | [6 empty] | 8b | #N/A | #N/A | #N/A | #N/A | #N/A | #N/A | #N/A | #N/A | #N/A | 10.5 | #N/A | #N/A | #N/A | #N/A | #N/A | #N/A | #N/A | #N/A
GE |  | 12000 |  |  |  |  | 10.5 | [6 empty] | 8b | #N/A | #N/A | #N/A | #N/A | #N/A | #N/A | #N/A | #N/A | #N/A | 10.5 | #N/A | #N/A | #N/A | #N/A | #N/A | #N/A | #N/A | #N/A
GE |  | 12000 |  |  |  |  | 10.5 | [6 empty] | 8b | #N/A | #N/A | #N/A | #N/A | #N/A | #N/A | #N/A | #N/A | #N/A | 10.5 | #N/A | #N/A | #N/A | #N/A | #N/A | #N/A | #N/A | #N/A
GE |  | 12000 |  |  |  |  | 10.5 | [6 empty] | 8b | #N/A | #N/A | #N/A | #N/A | #N/A | #N/A | #N/A | #N/A | #N/A | 10.5 | #N/A | #N/A | #N/A | #N/A | #N/A | #N/A | #N/A | #N/A
GE |  | 12000 |  |  |  |  | 10.5 | [6 empty] | 8b | #N/A | #N/A | #N/A | #N/A | #N/A | #N/A | #N/A | #N/A | #N/A | 10.5 | #N/A | #N/A | #N/A | #N/A | #N/A | #N/A | #N/A | #N/A
GE |  | 12000 |  |  |  |  | 10.5 | [6 empty] | 8b | #N/A | #N/A | #N/A | #N/A | #N/A | #N/A | #N/A | #N/A | #N/A | 10.5 | #N/A | #N/A | #N/A | #N/A | #N/A | #N/A | #N/A | #N/A
GE |  | 12100 |  |  |  |  | 10.5 | [6 empty] | 8b | #N/A | #N/A | #N/A | #N/A | #N/A | #N/A | #N/A | #N/A | #N/A | 10.5 | #N/A | #N/A | #N/A | #N/A | #N/A | #N/A | #N/A | #N/A
GE |  | 12100 |  |  |  |  | 10.5 | [6 empty] | 8b | #N/A | #N/A | #N/A | #N/A | #N/A | #N/A | #N/A | #N/A | #N/A | 10.5 | #N/A | #N/A | #N/A | #N/A | #N/A | #N/A | #N/A | #N/A
GE |  | 12100 |  |  |  |  | 10.5 | [6 empty] | 8b | #N/A | #N/A | #N/A | #N/A | #N/A | #N/A | #N/A | #N/A | #N/A | 10.5 | #N/A | #N/A | #N/A | #N/A | #N/A | #N/A | #N/A | #N/A
GE |  | 12200 |  |  |  |  | 10.5 | [6 empty] | 8b | #N/A | #N/A | #N/A | #N/A | #N/A | #N/A | #N/A | #N/A | #N/A | 10.5 | #N/A | #N/A | #N/A | #N/A | #N/A | #N/A | #N/A | #N/A
GE |  | 12200 |  |  |  |  | 10.5 | [6 empty] | 8b | #N/A | #N/A | #N/A | #N/A | #N/A | #N/A | #N/A | #N/A | #N/A | 10.5 | #N/A | #N/A | #N/A | #N/A | #N/A | #N/A | #N/A | #N/A
GE |  | 12200 |  |  |  |  | 10.5 | [6 empty] | 8b | #N/A | #N/A | #N/A | #N/A | #N/A | #N/A | #N/A | #N/A | #N/A | 10.5 | #N/A | #N/A | #N/A | #N/A | #N/A | #N/A | #N/A | #N/A
GE |  | 12200 |  |  |  |  | 10.5 | [6 empty] | 8b | #N/A | #N/A | #N/A | #N/A | #N/A | #N/A | #N/A | #N/A | #N/A | 10.5 | #N/A | #N/A | #N/A | #N/A | #N/A | #N/A | #N/A | #N/A
GE |  | 12200 |  |  |  |  | 10.5 | [6 empty] | 8b | #N/A | #N/A | #N/A | #N/A | #N/A | #N/A | #N/A | #N/A | #N/A | 10.5 | #N/A | #N/A | #N/A | #N/A | #N/A | #N/A | #N/A | #N/A
GE |  | 12400 |  |  |  |  | 10.5 | [6 empty] | 8b | #N/A | #N/A | #N/A | #N/A | #N/A | #N/A | #N/A | #N/A | #N/A | 10.5 | #N/A | #N/A | #N/A | #N/A | #N/A | #N/A | #N/A | #N/A
GE |  | 12500 |  |  |  |  | 10.5 | [6 empty] | 8b | #N/A | #N/A | #N/A | #N/A | #N/A | #N/A | #N/A | #N/A | #N/A | 10.5 | #N/A | #N/A | #N/A | #N/A | #N/A | #N/A | #N/A | #N/A
GE |  | 12500 |  |  |  |  | 10.5 | [6 empty] | 8b | #N/A | #N/A | #N/A | #N/A | #N/A | #N/A | #N/A | #N/A | #N/A | 10.5 | #N/A | #N/A | #N/A | #N/A | #N/A | #N/A | #N/A | #N/A
GE |  | 8000 |  |  |  |  | 10.6 | [6 empty] | 8a | #N/A | #N/A | #N/A | #N/A | #N/A | #N/A | #N/A | #N/A | 10.6 | #N/A | #N/A | #N/A | #N/A | #N/A | #N/A | #N/A | #N/A | #N/A
GE |  | 8000 |  |  |  |  | 10.6 | [6 empty] | 8a | #N/A | #N/A | #N/A | #N/A | #N/A | #N/A | #N/A | #N/A | 10.6 | #N/A | #N/A | #N/A | #N/A | #N/A | #N/A | #N/A | #N/A | #N/A
GE |  | 8000 |  |  |  |  | 10.6 | [6 empty] | 8a | #N/A | #N/A | #N/A | #N/A | #N/A | #N/A | #N/A | #N/A | 10.6 | #N/A | #N/A | #N/A | #N/A | #N/A | #N/A | #N/A | #N/A | #N/A
GE |  | 8000 |  |  |  |  | 10.6 | [6 empty] | 8a | #N/A | #N/A | #N/A | #N/A | #N/A | #N/A | #N/A | #N/A | 10.6 | #N/A | #N/A | #N/A | #N/A | #N/A | #N/A | #N/A | #N/A | #N/A
GE |  | 8000 |  |  |  |  | 10.6 | [6 empty] | 8a | #N/A | #N/A | #N/A | #N/A | #N/A | #N/A | #N/A | #N/A | 10.6 | #N/A | #N/A | #N/A | #N/A | #N/A | #N/A | #N/A | #N/A | #N/A
GE |  | 8000 |  |  |  |  | 10.6 | [6 empty] | 8a | #N/A | #N/A | #N/A | #N/A | #N/A | #N/A | #N/A | #N/A | 10.6 | #N/A | #N/A | #N/A | #N/A | #N/A | #N/A | #N/A | #N/A | #N/A
GE |  | 8000 |  |  |  |  | 10.6 | [6 empty] | 8a | #N/A | #N/A | #N/A | #N/A | #N/A | #N/A | #N/A | #N/A | 10.6 | #N/A | #N/A | #N/A | #N/A | #N/A | #N/A | #N/A | #N/A | #N/A
GE |  | 8000 |  |  |  |  | 10.6 | [6 empty] | 8a | #N/A | #N/A | #N/A | #N/A | #N/A | #N/A | #N/A | #N/A | 10.6 | #N/A | #N/A | #N/A | #N/A | #N/A | #N/A | #N/A | #N/A | #N/A
GE |  | 8000 |  |  |  |  | 10.6 | [6 empty] | 8a | #N/A | #N/A | #N/A | #N/A | #N/A | #N/A | #N/A | #N/A | 10.6 | #N/A | #N/A | #N/A | #N/A | #N/A | #N/A | #N/A | #N/A | #N/A
GE |  | 8000 |  |  |  |  | 10.6 | [6 empty] | 8a | #N/A | #N/A | #N/A | #N/A | #N/A | #N/A | #N/A | #N/A | 10.6 | #N/A | #N/A | #N/A | #N/A | #N/A | #N/A | #N/A | #N/A | #N/A
GE |  | 8000 |  |  |  |  | 10.6 | [6 empty] | 8a | #N/A | #N/A | #N/A | #N/A | #N/A | #N/A | #N/A | #N/A | 10.6 | #N/A | #N/A | #N/A | #N/A | #N/A | #N/A | #N/A | #N/A | #N/A
GE |  | 8000 |  |  |  |  | 10.6 | [6 empty] | 8a | #N/A | #N/A | #N/A | #N/A | #N/A | #N/A | #N/A | #N/A | 10.6 | #N/A | #N/A | #N/A | #N/A | #N/A | #N/A | #N/A | #N/A | #N/A
GE |  | 8000 |  |  |  |  | 10.6 | [6 empty] | 8a | #N/A | #N/A | #N/A | #N/A | #N/A | #N/A | #N/A | #N/A | 10.6 | #N/A | #N/A | #N/A | #N/A | #N/A | #N/A | #N/A | #N/A | #N/A
GE |  | 8000 |  |  |  |  | 10.6 | [6 empty] | 8a | #N/A | #N/A | #N/A | #N/A | #N/A | #N/A | #N/A | #N/A | 10.6 | #N/A | #N/A | #N/A | #N/A | #N/A | #N/A | #N/A | #N/A | #N/A
GE |  | 8000 |  |  |  |  | 10.6 | [6 empty] | 8a | #N/A | #N/A | #N/A | #N/A | #N/A | #N/A | #N/A | #N/A | 10.6 | #N/A | #N/A | #N/A | #N/A | #N/A | #N/A | #N/A | #N/A | #N/A
GE |  | 8000 |  |  |  |  | 10.6 | [6 empty] | 8a | #N/A | #N/A | #N/A | #N/A | #N/A | #N/A | #N/A | #N/A | 10.6 | #N/A | #N/A | #N/A | #N/A | #N/A | #N/A | #N/A | #N/A | #N/A
GE |  | 8000 |  |  |  |  | 10.6 | [6 empty] | 8a | #N/A | #N/A | #N/A | #N/A | #N/A | #N/A | #N/A | #N/A | 10.6 | #N/A | #N/A | #N/A | #N/A | #N/A | #N/A | #N/A | #N/A | #N/A
GE |  | 8000 |  |  |  |  | 10.6 | [6 empty] | 8a | #N/A | #N/A | #N/A | #N/A | #N/A | #N/A | #N/A | #N/A | 10.6 | #N/A | #N/A | #N/A | #N/A | #N/A | #N/A | #N/A | #N/A | #N/A
GE |  | 8300 |  |  |  |  | 10.6 | [6 empty] | 8a | #N/A | #N/A | #N/A | #N/A | #N/A | #N/A | #N/A | #N/A | 10.6 | #N/A | #N/A | #N/A | #N/A | #N/A | #N/A | #N/A | #N/A | #N/A
GE |  | 8300 |  |  |  |  | 10.6 | [6 empty] | 8a | #N/A | #N/A | #N/A | #N/A | #N/A | #N/A | #N/A | #N/A | 10.6 | #N/A | #N/A | #N/A | #N/A | #N/A | #N/A | #N/A | #N/A | #N/A
GE |  | 8300 |  |  |  |  | 10.6 | [6 empty] | 8a | #N/A | #N/A | #N/A | #N/A | #N/A | #N/A | #N/A | #N/A | 10.6 | #N/A | #N/A | #N/A | #N/A | #N/A | #N/A | #N/A | #N/A | #N/A
GE |  | 8300 |  |  |  |  | 10.6 | [6 empty] | 8a | #N/A | #N/A | #N/A | #N/A | #N/A | #N/A | #N/A | #N/A | 10.6 | #N/A | #N/A | #N/A | #N/A | #N/A | #N/A | #N/A | #N/A | #N/A
GE |  | 8300 |  |  |  |  | 10.6 | [6 empty] | 8a | #N/A | #N/A | #N/A | #N/A | #N/A | #N/A | #N/A | #N/A | 10.6 | #N/A | #N/A | #N/A | #N/A | #N/A | #N/A | #N/A | #N/A | #N/A
GE |  | 8300 |  |  |  |  | 10.6 | [6 empty] | 8a | #N/A | #N/A | #N/A | #N/A | #N/A | #N/A | #N/A | #N/A | 10.6 | #N/A | #N/A | #N/A | #N/A | #N/A | #N/A | #N/A | #N/A | #N/A
GE |  | 8300 |  |  |  |  | 10.6 | [6 empty] | 8a | #N/A | #N/A | #N/A | #N/A | #N/A | #N/A | #N/A | #N/A | 10.6 | #N/A | #N/A | #N/A | #N/A | #N/A | #N/A | #N/A | #N/A | #N/A
GE |  | 8400 |  |  |  |  | 10.6 | [6 empty] | 8a | #N/A | #N/A | #N/A | #N/A | #N/A | #N/A | #N/A | #N/A | 10.6 | #N/A | #N/A | #N/A | #N/A | #N/A | #N/A | #N/A | #N/A | #N/A
GE |  | 8600 |  |  |  |  | 10.6 | [6 empty] | 8a | #N/A | #N/A | #N/A | #N/A | #N/A | #N/A | #N/A | #N/A | 10.6 | #N/A | #N/A | #N/A | #N/A | #N/A | #N/A | #N/A | #N/A | #N/A
GE |  | 8600 |  |  |  |  | 10.6 | [6 empty] | 8a | #N/A | #N/A | #N/A | #N/A | #N/A | #N/A | #N/A | #N/A | 10.6 | #N/A | #N/A | #N/A | #N/A | #N/A | #N/A | #N/A | #N/A | #N/A
GE |  | 8600 |  |  |  |  | 10.6 | [6 empty] | 8a | #N/A | #N/A | #N/A | #N/A | #N/A | #N/A | #N/A | #N/A | 10.6 | #N/A | #N/A | #N/A | #N/A | #N/A | #N/A | #N/A | #N/A | #N/A
GE |  | 8600 |  |  |  |  | 10.6 | [6 empty] | 8a | #N/A | #N/A | #N/A | #N/A | #N/A | #N/A | #N/A | #N/A | 10.6 | #N/A | #N/A | #N/A | #N/A | #N/A | #N/A | #N/A | #N/A | #N/A
Haier |  | 8700 |  |  |  |  | 10.6 | [6 empty] | 8a | #N/A | #N/A | #N/A | #N/A | #N/A | #N/A | #N/A | #N/A | 10.6 | #N/A | #N/A | #N/A | #N/A | #N/A | #N/A | #N/A | #N/A | #N/A
Koldfront |  | 9800 |  |  |  |  | 10.6 | [6 empty] | 8a | #N/A | #N/A | #N/A | #N/A | #N/A | #N/A | #N/A | #N/A | 10.6 | #N/A | #N/A | #N/A | #N/A | #N/A | #N/A | #N/A | #N/A | #N/A
Koldfront |  | 9800 |  |  |  |  | 10.6 | [6 empty] | 8a | #N/A | #N/A | #N/A | #N/A | #N/A | #N/A | #N/A | #N/A | 10.6 | #N/A | #N/A | #N/A | #N/A | #N/A | #N/A | #N/A | #N/A | #N/A
Koldfront |  | 9800 |  |  |  |  | 10.6 | [6 empty] | 8a | #N/A | #N/A | #N/A | #N/A | #N/A | #N/A | #N/A | #N/A | 10.6 | #N/A | #N/A | #N/A | #N/A | #N/A | #N/A | #N/A | #N/A | #N/A
Koldfront |  | 9800 |  |  |  |  | 10.6 | [6 empty] | 8a | #N/A | #N/A | #N/A | #N/A | #N/A | #N/A | #N/A | #N/A | 10.6 | #N/A | #N/A | #N/A | #N/A | #N/A | #N/A | #N/A | #N/A | #N/A
Koldfront |  | 9800 |  |  |  |  | 10.6 | [6 empty] | 8a | #N/A | #N/A | #N/A | #N/A | #N/A | #N/A | #N/A | #N/A | 10.6 | #N/A | #N/A | #N/A | #N/A | #N/A | #N/A | #N/A | #N/A | #N/A
Koldfront |  | 9800 |  |  |  |  | 10.6 | [6 empty] | 8a | #N/A | #N/A | #N/A | #N/A | #N/A | #N/A | #N/A | #N/A | 10.6 | #N/A | #N/A | #N/A | #N/A | #N/A | #N/A | #N/A | #N/A | #N/A
Koldfront |  | 9800 |  |  |  |  | 10.6 | [6 empty] | 8a | #N/A | #N/A | #N/A | #N/A | #N/A | #N/A | #N/A | #N/A | 10.6 | #N/A | #N/A | #N/A | #N/A | #N/A | #N/A | #N/A | #N/A | #N/A
GE |  | 9800 |  |  |  |  | 10.6 | [6 empty] | 8a | #N/A | #N/A | #N/A | #N/A | #N/A | #N/A | #N/A | #N/A | 10.6 | #N/A | #N/A | #N/A | #N/A | #N/A | #N/A | #N/A | #N/A | #N/A
GE |  | 9800 |  |  |  |  | 10.6 | [6 empty] | 8a | #N/A | #N/A | #N/A | #N/A | #N/A | #N/A | #N/A | #N/A | 10.6 | #N/A | #N/A | #N/A | #N/A | #N/A | #N/A | #N/A | #N/A | #N/A
Haier |  | 9800 |  |  |  |  | 10.6 | [6 empty] | 8a | #N/A | #N/A | #N/A | #N/A | #N/A | #N/A | #N/A | #N/A | 10.6 | #N/A | #N/A | #N/A | #N/A | #N/A | #N/A | #N/A | #N/A | #N/A
Haier |  | 9800 |  |  |  |  | 10.6 | [6 empty] | 8a | #N/A | #N/A | #N/A | #N/A | #N/A | #N/A | #N/A | #N/A | 10.6 | #N/A | #N/A | #N/A | #N/A | #N/A | #N/A | #N/A | #N/A | #N/A
GE |  | 9800 |  |  |  |  | 10.6 | [6 empty] | 8a | #N/A | #N/A | #N/A | #N/A | #N/A | #N/A | #N/A | #N/A | 10.6 | #N/A | #N/A | #N/A | #N/A | #N/A | #N/A | #N/A | #N/A | #N/A
GE |  | 9800 |  |  |  |  | 10.6 | [6 empty] | 8a | #N/A | #N/A | #N/A | #N/A | #N/A | #N/A | #N/A | #N/A | 10.6 | #N/A | #N/A | #N/A | #N/A | #N/A | #N/A | #N/A | #N/A | #N/A
GE |  | 9800 |  |  |  |  | 10.6 | [6 empty] | 8a | #N/A | #N/A | #N/A | #N/A | #N/A | #N/A | #N/A | #N/A | 10.6 | #N/A | #N/A | #N/A | #N/A | #N/A | #N/A | #N/A | #N/A | #N/A
GE |  | 9900 |  |  |  |  | 10.6 | [6 empty] | 8a | #N/A | #N/A | #N/A | #N/A | #N/A | #N/A | #N/A | #N/A | 10.6 | #N/A | #N/A | #N/A | #N/A | #N/A | #N/A | #N/A | #N/A | #N/A
GE |  | 9900 |  |  |  |  | 10.6 | [6 empty] | 8a | #N/A | #N/A | #N/A | #N/A | #N/A | #N/A | #N/A | #N/A | 10.6 | #N/A | #N/A | #N/A | #N/A | #N/A | #N/A | #N/A | #N/A | #N/A
GE |  | 9900 |  |  |  |  | 10.6 | [6 empty] | 8a | #N/A | #N/A | #N/A | #N/A | #N/A | #N/A | #N/A | #N/A | 10.6 | #N/A | #N/A | #N/A | #N/A | #N/A | #N/A | #N/A | #N/A | #N/A
GE |  | 10000 |  |  |  |  | 10.6 | [6 empty] | 8a | #N/A | #N/A | #N/A | #N/A | #N/A | #N/A | #N/A | #N/A | 10.6 | #N/A | #N/A | #N/A | #N/A | #N/A | #N/A | #N/A | #N/A | #N/A
GE |  | 10000 |  |  |  |  | 10.6 | [6 empty] | 8a | #N/A | #N/A | #N/A | #N/A | #N/A | #N/A | #N/A | #N/A | 10.6 | #N/A | #N/A | #N/A | #N/A | #N/A | #N/A | #N/A | #N/A | #N/A
GE |  | 10000 |  |  |  |  | 10.6 | [6 empty] | 8a | #N/A | #N/A | #N/A | #N/A | #N/A | #N/A | #N/A | #N/A | 10.6 | #N/A | #N/A | #N/A | #N/A | #N/A | #N/A | #N/A | #N/A | #N/A
GE |  | 10000 |  |  |  |  | 10.6 | [6 empty] | 8a | #N/A | #N/A | #N/A | #N/A | #N/A | #N/A | #N/A | #N/A | 10.6 | #N/A | #N/A | #N/A | #N/A | #N/A | #N/A | #N/A | #N/A | #N/A
GE |  | 10000 |  |  |  |  | 10.6 | [6 empty] | 8a | #N/A | #N/A | #N/A | #N/A | #N/A | #N/A | #N/A | #N/A | 10.6 | #N/A | #N/A | #N/A | #N/A | #N/A | #N/A | #N/A | #N/A | #N/A
GE |  | 10000 |  |  |  |  | 10.6 | [6 empty] | 8a | #N/A | #N/A | #N/A | #N/A | #N/A | #N/A | #N/A | #N/A | 10.6 | #N/A | #N/A | #N/A | #N/A | #N/A | #N/A | #N/A | #N/A | #N/A
GE |  | 10000 |  |  |  |  | 10.6 | [6 empty] | 8a | #N/A | #N/A | #N/A | #N/A | #N/A | #N/A | #N/A | #N/A | 10.6 | #N/A | #N/A | #N/A | #N/A | #N/A | #N/A | #N/A | #N/A | #N/A
GE |  | 10000 |  |  |  |  | 10.6 | [6 empty] | 8a | #N/A | #N/A | #N/A | #N/A | #N/A | #N/A | #N/A | #N/A | 10.6 | #N/A | #N/A | #N/A | #N/A | #N/A | #N/A | #N/A | #N/A | #N/A
GE |  | 10000 |  |  |  |  | 10.6 | [6 empty] | 8a | #N/A | #N/A | #N/A | #N/A | #N/A | #N/A | #N/A | #N/A | 10.6 | #N/A | #N/A | #N/A | #N/A | #N/A | #N/A | #N/A | #N/A | #N/A
GE |  | 10000 |  |  |  |  | 10.6 | [6 empty] | 8a | #N/A | #N/A | #N/A | #N/A | #N/A | #N/A | #N/A | #N/A | 10.6 | #N/A | #N/A | #N/A | #N/A | #N/A | #N/A | #N/A | #N/A | #N/A
GE |  | 10000 |  |  |  |  | 10.6 | [6 empty] | 8a | #N/A | #N/A | #N/A | #N/A | #N/A | #N/A | #N/A | #N/A | 10.6 | #N/A | #N/A | #N/A | #N/A | #N/A | #N/A | #N/A | #N/A | #N/A
GE |  | 10000 |  |  |  |  | 10.6 | [6 empty] | 8a | #N/A | #N/A | #N/A | #N/A | #N/A | #N/A | #N/A | #N/A | 10.6 | #N/A | #N/A | #N/A | #N/A | #N/A | #N/A | #N/A | #N/A | #N/A
GE |  | 10000 |  |  |  |  | 10.6 | [6 empty] | 8a | #N/A | #N/A | #N/A | #N/A | #N/A | #N/A | #N/A | #N/A | 10.6 | #N/A | #N/A | #N/A | #N/A | #N/A | #N/A | #N/A | #N/A | #N/A
GE |  | 10000 |  |  |  |  | 10.6 | [6 empty] | 8a | #N/A | #N/A | #N/A | #N/A | #N/A | #N/A | #N/A | #N/A | 10.6 | #N/A | #N/A | #N/A | #N/A | #N/A | #N/A | #N/A | #N/A | #N/A
GE |  | 10000 |  |  |  |  | 10.6 | [6 empty] | 8a | #N/A | #N/A | #N/A | #N/A | #N/A | #N/A | #N/A | #N/A | 10.6 | #N/A | #N/A | #N/A | #N/A | #N/A | #N/A | #N/A | #N/A | #N/A
GE |  | 10000 |  |  |  |  | 10.6 | [6 empty] | 8a | #N/A | #N/A | #N/A | #N/A | #N/A | #N/A | #N/A | #N/A | 10.6 | #N/A | #N/A | #N/A | #N/A | #N/A | #N/A | #N/A | #N/A | #N/A
GE |  | 10000 |  |  |  |  | 10.6 | [6 empty] | 8a | #N/A | #N/A | #N/A | #N/A | #N/A | #N/A | #N/A | #N/A | 10.6 | #N/A | #N/A | #N/A | #N/A | #N/A | #N/A | #N/A | #N/A | #N/A
GE |  | 10000 |  |  |  |  | 10.6 | [6 empty] | 8a | #N/A | #N/A | #N/A | #N/A | #N/A | #N/A | #N/A | #N/A | 10.6 | #N/A | #N/A | #N/A | #N/A | #N/A | #N/A | #N/A | #N/A | #N/A
GE |  | 10000 |  |  |  |  | 10.6 | [6 empty] | 8a | #N/A | #N/A | #N/A | #N/A | #N/A | #N/A | #N/A | #N/A | 10.6 | #N/A | #N/A | #N/A | #N/A | #N/A | #N/A | #N/A | #N/A | #N/A
GE |  | 10000 |  |  |  |  | 10.6 | [6 empty] | 8a | #N/A | #N/A | #N/A | #N/A | #N/A | #N/A | #N/A | #N/A | 10.6 | #N/A | #N/A | #N/A | #N/A | #N/A | #N/A | #N/A | #N/A | #N/A
GE |  | 10000 |  |  |  |  | 10.6 | [6 empty] | 8a | #N/A | #N/A | #N/A | #N/A | #N/A | #N/A | #N/A | #N/A | 10.6 | #N/A | #N/A | #N/A | #N/A | #N/A | #N/A | #N/A | #N/A | #N/A
GE |  | 10000 |  |  |  |  | 10.6 | [6 empty] | 8a | #N/A | #N/A | #N/A | #N/A | #N/A | #N/A | #N/A | #N/A | 10.6 | #N/A | #N/A | #N/A | #N/A | #N/A | #N/A | #N/A | #N/A | #N/A
GE |  | 10000 |  |  |  |  | 10.6 | [6 empty] | 8a | #N/A | #N/A | #N/A | #N/A | #N/A | #N/A | #N/A | #N/A | 10.6 | #N/A | #N/A | #N/A | #N/A | #N/A | #N/A | #N/A | #N/A | #N/A
GE |  | 10000 |  |  |  |  | 10.6 | [6 empty] | 8a | #N/A | #N/A | #N/A | #N/A | #N/A | #N/A | #N/A | #N/A | 10.6 | #N/A | #N/A | #N/A | #N/A | #N/A | #N/A | #N/A | #N/A | #N/A
GE |  | 10000 |  |  |  |  | 10.6 | [6 empty] | 8a | #N/A | #N/A | #N/A | #N/A | #N/A | #N/A | #N/A | #N/A | 10.6 | #N/A | #N/A | #N/A | #N/A | #N/A | #N/A | #N/A | #N/A | #N/A
Frigidaire |  | 10000 |  |  |  |  | 10.6 | [6 empty] | 8a | #N/A | #N/A | #N/A | #N/A | #N/A | #N/A | #N/A | #N/A | 10.6 | #N/A | #N/A | #N/A | #N/A | #N/A | #N/A | #N/A | #N/A | #N/A
Frigidaire |  | 10000 |  |  |  |  | 10.6 | [6 empty] | 8a | #N/A | #N/A | #N/A | #N/A | #N/A | #N/A | #N/A | #N/A | 10.6 | #N/A | #N/A | #N/A | #N/A | #N/A | #N/A | #N/A | #N/A | #N/A
Frigidaire |  | 10000 |  |  |  |  | 10.6 | [6 empty] | 8a | #N/A | #N/A | #N/A | #N/A | #N/A | #N/A | #N/A | #N/A | 10.6 | #N/A | #N/A | #N/A | #N/A | #N/A | #N/A | #N/A | #N/A | #N/A
Frigidaire |  | 10000 |  |  |  |  | 10.6 | [6 empty] | 8a | #N/A | #N/A | #N/A | #N/A | #N/A | #N/A | #N/A | #N/A | 10.6 | #N/A | #N/A | #N/A | #N/A | #N/A | #N/A | #N/A | #N/A | #N/A
Frigidaire |  | 10000 |  |  |  |  | 10.6 | [6 empty] | 8a | #N/A | #N/A | #N/A | #N/A | #N/A | #N/A | #N/A | #N/A | 10.6 | #N/A | #N/A | #N/A | #N/A | #N/A | #N/A | #N/A | #N/A | #N/A
Frigidaire |  | 10000 |  |  |  |  | 10.6 | [6 empty] | 8a | #N/A | #N/A | #N/A | #N/A | #N/A | #N/A | #N/A | #N/A | 10.6 | #N/A | #N/A | #N/A | #N/A | #N/A | #N/A | #N/A | #N/A | #N/A
Frigidaire |  | 10000 |  |  |  |  | 10.6 | [6 empty] | 8a | #N/A | #N/A | #N/A | #N/A | #N/A | #N/A | #N/A | #N/A | 10.6 | #N/A | #N/A | #N/A | #N/A | #N/A | #N/A | #N/A | #N/A | #N/A
Frigidaire |  | 10000 |  |  |  |  | 10.6 | [6 empty] | 8a | #N/A | #N/A | #N/A | #N/A | #N/A | #N/A | #N/A | #N/A | 10.6 | #N/A | #N/A | #N/A | #N/A | #N/A | #N/A | #N/A | #N/A | #N/A
Frigidaire |  | 10000 |  |  |  |  | 10.6 | [6 empty] | 8a | #N/A | #N/A | #N/A | #N/A | #N/A | #N/A | #N/A | #N/A | 10.6 | #N/A | #N/A | #N/A | #N/A | #N/A | #N/A | #N/A | #N/A | #N/A
Frigidaire |  | 10000 |  |  |  |  | 10.6 | [6 empty] | 8a | #N/A | #N/A | #N/A | #N/A | #N/A | #N/A | #N/A | #N/A | 10.6 | #N/A | #N/A | #N/A | #N/A | #N/A | #N/A | #N/A | #N/A | #N/A
Frigidaire |  | 10000 |  |  |  |  | 10.6 | [6 empty] | 8a | #N/A | #N/A | #N/A | #N/A | #N/A | #N/A | #N/A | #N/A | 10.6 | #N/A | #N/A | #N/A | #N/A | #N/A | #N/A | #N/A | #N/A | #N/A
Frigidaire |  | 10000 |  |  |  |  | 10.6 | [6 empty] | 8a | #N/A | #N/A | #N/A | #N/A | #N/A | #N/A | #N/A | #N/A | 10.6 | #N/A | #N/A | #N/A | #N/A | #N/A | #N/A | #N/A | #N/A | #N/A
Frigidaire |  | 10100 |  |  |  |  | 10.6 | [6 empty] | 8a | #N/A | #N/A | #N/A | #N/A | #N/A | #N/A | #N/A | #N/A | 10.6 | #N/A | #N/A | #N/A | #N/A | #N/A | #N/A | #N/A | #N/A | #N/A
Frigidaire |  | 10100 |  |  |  |  | 10.6 | [6 empty] | 8a | #N/A | #N/A | #N/A | #N/A | #N/A | #N/A | #N/A | #N/A | 10.6 | #N/A | #N/A | #N/A | #N/A | #N/A | #N/A | #N/A | #N/A | #N/A
Frigidaire |  | 10100 |  |  |  |  | 10.6 | [6 empty] | 8a | #N/A | #N/A | #N/A | #N/A | #N/A | #N/A | #N/A | #N/A | 10.6 | #N/A | #N/A | #N/A | #N/A | #N/A | #N/A | #N/A | #N/A | #N/A
Frigidaire |  | 10100 |  |  |  |  | 10.6 | [6 empty] | 8a | #N/A | #N/A | #N/A | #N/A | #N/A | #N/A | #N/A | #N/A | 10.6 | #N/A | #N/A | #N/A | #N/A | #N/A | #N/A | #N/A | #N/A | #N/A
Frigidaire |  | 10100 |  |  |  |  | 10.6 | [6 empty] | 8a | #N/A | #N/A | #N/A | #N/A | #N/A | #N/A | #N/A | #N/A | 10.6 | #N/A | #N/A | #N/A | #N/A | #N/A | #N/A | #N/A | #N/A | #N/A
Frigidaire |  | 10100 |  |  |  |  | 10.6 | [6 empty] | 8a | #N/A | #N/A | #N/A | #N/A | #N/A | #N/A | #N/A | #N/A | 10.6 | #N/A | #N/A | #N/A | #N/A | #N/A | #N/A | #N/A | #N/A | #N/A
Frigidaire |  | 10200 |  |  |  |  | 10.6 | [6 empty] | 8a | #N/A | #N/A | #N/A | #N/A | #N/A | #N/A | #N/A | #N/A | 10.6 | #N/A | #N/A | #N/A | #N/A | #N/A | #N/A | #N/A | #N/A | #N/A
Frigidaire |  | 10200 |  |  |  |  | 10.6 | [6 empty] | 8a | #N/A | #N/A | #N/A | #N/A | #N/A | #N/A | #N/A | #N/A | 10.6 | #N/A | #N/A | #N/A | #N/A | #N/A | #N/A | #N/A | #N/A | #N/A
Frigidaire |  | 10200 |  |  |  |  | 10.6 | [6 empty] | 8a | #N/A | #N/A | #N/A | #N/A | #N/A | #N/A | #N/A | #N/A | 10.6 | #N/A | #N/A | #N/A | #N/A | #N/A | #N/A | #N/A | #N/A | #N/A
Frigidaire |  | 10200 |  |  |  |  | 10.6 | [6 empty] | 8a | #N/A | #N/A | #N/A | #N/A | #N/A | #N/A | #N/A | #N/A | 10.6 | #N/A | #N/A | #N/A | #N/A | #N/A | #N/A | #N/A | #N/A | #N/A
Frigidaire |  | 10200 |  |  |  |  | 10.6 | [6 empty] | 8a | #N/A | #N/A | #N/A | #N/A | #N/A | #N/A | #N/A | #N/A | 10.6 | #N/A | #N/A | #N/A | #N/A | #N/A | #N/A | #N/A | #N/A | #N/A
Frigidaire |  | 10300 |  |  |  |  | 10.6 | [6 empty] | 8a | #N/A | #N/A | #N/A | #N/A | #N/A | #N/A | #N/A | #N/A | 10.6 | #N/A | #N/A | #N/A | #N/A | #N/A | #N/A | #N/A | #N/A | #N/A
Frigidaire |  | 10400 |  |  |  |  | 10.6 | [6 empty] | 8a | #N/A | #N/A | #N/A | #N/A | #N/A | #N/A | #N/A | #N/A | 10.6 | #N/A | #N/A | #N/A | #N/A | #N/A | #N/A | #N/A | #N/A | #N/A
Frigidaire |  | 10500 |  |  |  |  | 10.6 | [6 empty] | 8a | #N/A | #N/A | #N/A | #N/A | #N/A | #N/A | #N/A | #N/A | 10.6 | #N/A | #N/A | #N/A | #N/A | #N/A | #N/A | #N/A | #N/A | #N/A
Frigidaire |  | 10500 |  |  |  |  | 10.6 | [6 empty] | 8a | #N/A | #N/A | #N/A | #N/A | #N/A | #N/A | #N/A | #N/A | 10.6 | #N/A | #N/A | #N/A | #N/A | #N/A | #N/A | #N/A | #N/A | #N/A
Frigidaire |  | 10600 |  |  |  |  | 10.6 | [6 empty] | 8a | #N/A | #N/A | #N/A | #N/A | #N/A | #N/A | #N/A | #N/A | 10.6 | #N/A | #N/A | #N/A | #N/A | #N/A | #N/A | #N/A | #N/A | #N/A
Frigidaire |  | 15700 |  |  |  |  | 10.7 | [6 empty] | 4 | #N/A | #N/A | #N/A | 10.7 | #N/A | #N/A | #N/A | #N/A | #N/A | #N/A | #N/A | #N/A | #N/A | #N/A | #N/A | #N/A | #N/A | #N/A
Frigidaire |  | 15700 |  |  |  |  | 10.7 | [6 empty] | 4 | #N/A | #N/A | #N/A | 10.7 | #N/A | #N/A | #N/A | #N/A | #N/A | #N/A | #N/A | #N/A | #N/A | #N/A | #N/A | #N/A | #N/A | #N/A
Frigidaire |  | 17700 |  |  |  |  | 10.7 | [6 empty] | 4 | #N/A | #N/A | #N/A | 10.7 | #N/A | #N/A | #N/A | #N/A | #N/A | #N/A | #N/A | #N/A | #N/A | #N/A | #N/A | #N/A | #N/A | #N/A
Frigidaire |  | 17700 |  |  |  |  | 10.7 | [6 empty] | 4 | #N/A | #N/A | #N/A | 10.7 | #N/A | #N/A | #N/A | #N/A | #N/A | #N/A | #N/A | #N/A | #N/A | #N/A | #N/A | #N/A | #N/A | #N/A
Frigidaire |  | 17700 |  |  |  |  | 10.7 | [6 empty] | 4 | #N/A | #N/A | #N/A | 10.7 | #N/A | #N/A | #N/A | #N/A | #N/A | #N/A | #N/A | #N/A | #N/A | #N/A | #N/A | #N/A | #N/A | #N/A
Frigidaire |  | 17700 |  |  |  |  | 10.7 | [6 empty] | 4 | #N/A | #N/A | #N/A | 10.7 | #N/A | #N/A | #N/A | #N/A | #N/A | #N/A | #N/A | #N/A | #N/A | #N/A | #N/A | #N/A | #N/A | #N/A
Frigidaire |  | 17900 |  |  |  |  | 10.7 | [6 empty] | 4 | #N/A | #N/A | #N/A | 10.7 | #N/A | #N/A | #N/A | #N/A | #N/A | #N/A | #N/A | #N/A | #N/A | #N/A | #N/A | #N/A | #N/A | #N/A
Frigidaire |  | 17900 |  |  |  |  | 10.7 | [6 empty] | 4 | #N/A | #N/A | #N/A | 10.7 | #N/A | #N/A | #N/A | #N/A | #N/A | #N/A | #N/A | #N/A | #N/A | #N/A | #N/A | #N/A | #N/A | #N/A
Frigidaire |  | 18000 |  |  |  |  | 10.7 | [6 empty] | 4 | #N/A | #N/A | #N/A | 10.7 | #N/A | #N/A | #N/A | #N/A | #N/A | #N/A | #N/A | #N/A | #N/A | #N/A | #N/A | #N/A | #N/A | #N/A
Frigidaire |  | 18000 |  |  |  |  | 10.7 | [6 empty] | 4 | #N/A | #N/A | #N/A | 10.7 | #N/A | #N/A | #N/A | #N/A | #N/A | #N/A | #N/A | #N/A | #N/A | #N/A | #N/A | #N/A | #N/A | #N/A
Frigidaire |  | 18000 |  |  |  |  | 10.7 | [6 empty] | 4 | #N/A | #N/A | #N/A | 10.7 | #N/A | #N/A | #N/A | #N/A | #N/A | #N/A | #N/A | #N/A | #N/A | #N/A | #N/A | #N/A | #N/A | #N/A
Frigidaire Gallery |  | 18000 |  |  |  |  | 10.7 | [6 empty] | 4 | #N/A | #N/A | #N/A | 10.7 | #N/A | #N/A | #N/A | #N/A | #N/A | #N/A | #N/A | #N/A | #N/A | #N/A | #N/A | #N/A | #N/A | #N/A
Frigidaire Gallery |  | 18000 |  |  |  |  | 10.7 | [6 empty] | 4 | #N/A | #N/A | #N/A | 10.7 | #N/A | #N/A | #N/A | #N/A | #N/A | #N/A | #N/A | #N/A | #N/A | #N/A | #N/A | #N/A | #N/A | #N/A
Frigidaire Gallery |  | 18000 |  |  |  |  | 10.7 | [6 empty] | 4 | #N/A | #N/A | #N/A | 10.7 | #N/A | #N/A | #N/A | #N/A | #N/A | #N/A | #N/A | #N/A | #N/A | #N/A | #N/A | #N/A | #N/A | #N/A
Frigidaire Gallery |  | 18200 |  |  |  |  | 10.7 | [6 empty] | 4 | #N/A | #N/A | #N/A | 10.7 | #N/A | #N/A | #N/A | #N/A | #N/A | #N/A | #N/A | #N/A | #N/A | #N/A | #N/A | #N/A | #N/A | #N/A
Frigidaire Gallery |  | 18200 |  |  |  |  | 10.7 | [6 empty] | 4 | #N/A | #N/A | #N/A | 10.7 | #N/A | #N/A | #N/A | #N/A | #N/A | #N/A | #N/A | #N/A | #N/A | #N/A | #N/A | #N/A | #N/A | #N/A
Frigidaire Gallery |  | 18200 |  |  |  |  | 10.7 | [6 empty] | 4 | #N/A | #N/A | #N/A | 10.7 | #N/A | #N/A | #N/A | #N/A | #N/A | #N/A | #N/A | #N/A | #N/A | #N/A | #N/A | #N/A | #N/A | #N/A
Frigidaire |  | 18500 |  |  |  |  | 10.7 | [6 empty] | 4 | #N/A | #N/A | #N/A | 10.7 | #N/A | #N/A | #N/A | #N/A | #N/A | #N/A | #N/A | #N/A | #N/A | #N/A | #N/A | #N/A | #N/A | #N/A
Frigidaire |  | 18500 |  |  |  |  | 10.7 | [6 empty] | 4 | #N/A | #N/A | #N/A | 10.7 | #N/A | #N/A | #N/A | #N/A | #N/A | #N/A | #N/A | #N/A | #N/A | #N/A | #N/A | #N/A | #N/A | #N/A
Frigidaire |  | 18500 |  |  |  |  | 10.7 | [6 empty] | 4 | #N/A | #N/A | #N/A | 10.7 | #N/A | #N/A | #N/A | #N/A | #N/A | #N/A | #N/A | #N/A | #N/A | #N/A | #N/A | #N/A | #N/A | #N/A
Frigidaire |  | 18500 |  |  |  |  | 10.7 | [6 empty] | 4 | #N/A | #N/A | #N/A | 10.7 | #N/A | #N/A | #N/A | #N/A | #N/A | #N/A | #N/A | #N/A | #N/A | #N/A | #N/A | #N/A | #N/A | #N/A
Frigidaire |  | 18500 |  |  |  |  | 10.7 | [6 empty] | 4 | #N/A | #N/A | #N/A | 10.7 | #N/A | #N/A | #N/A | #N/A | #N/A | #N/A | #N/A | #N/A | #N/A | #N/A | #N/A | #N/A | #N/A | #N/A
Frigidaire |  | 18500 |  |  |  |  | 10.7 | [6 empty] | 4 | #N/A | #N/A | #N/A | 10.7 | #N/A | #N/A | #N/A | #N/A | #N/A | #N/A | #N/A | #N/A | #N/A | #N/A | #N/A | #N/A | #N/A | #N/A
Frigidaire |  | 18500 |  |  |  |  | 10.7 | [6 empty] | 4 | #N/A | #N/A | #N/A | 10.7 | #N/A | #N/A | #N/A | #N/A | #N/A | #N/A | #N/A | #N/A | #N/A | #N/A | #N/A | #N/A | #N/A | #N/A
Frigidaire |  | 18500 |  |  |  |  | 10.7 | [6 empty] | 4 | #N/A | #N/A | #N/A | 10.7 | #N/A | #N/A | #N/A | #N/A | #N/A | #N/A | #N/A | #N/A | #N/A | #N/A | #N/A | #N/A | #N/A | #N/A
Frigidaire |  | 18500 |  |  |  |  | 10.7 | [6 empty] | 4 | #N/A | #N/A | #N/A | 10.7 | #N/A | #N/A | #N/A | #N/A | #N/A | #N/A | #N/A | #N/A | #N/A | #N/A | #N/A | #N/A | #N/A | #N/A
Frigidaire |  | 18500 |  |  |  |  | 10.7 | [6 empty] | 4 | #N/A | #N/A | #N/A | 10.7 | #N/A | #N/A | #N/A | #N/A | #N/A | #N/A | #N/A | #N/A | #N/A | #N/A | #N/A | #N/A | #N/A | #N/A
Frigidaire |  | 18500 |  |  |  |  | 10.7 | [6 empty] | 4 | #N/A | #N/A | #N/A | 10.7 | #N/A | #N/A | #N/A | #N/A | #N/A | #N/A | #N/A | #N/A | #N/A | #N/A | #N/A | #N/A | #N/A | #N/A
Frigidaire |  | 18500 |  |  |  |  | 10.7 | [6 empty] | 4 | #N/A | #N/A | #N/A | 10.7 | #N/A | #N/A | #N/A | #N/A | #N/A | #N/A | #N/A | #N/A | #N/A | #N/A | #N/A | #N/A | #N/A | #N/A
Frigidaire Gallery |  | 18500 |  |  |  |  | 10.7 | [6 empty] | 4 | #N/A | #N/A | #N/A | 10.7 | #N/A | #N/A | #N/A | #N/A | #N/A | #N/A | #N/A | #N/A | #N/A | #N/A | #N/A | #N/A | #N/A | #N/A
Frigidaire Gallery |  | 18500 |  |  |  |  | 10.7 | [6 empty] | 4 | #N/A | #N/A | #N/A | 10.7 | #N/A | #N/A | #N/A | #N/A | #N/A | #N/A | #N/A | #N/A | #N/A | #N/A | #N/A | #N/A | #N/A | #N/A
Frigidaire |  | 18500 |  |  |  |  | 10.7 | [6 empty] | 4 | #N/A | #N/A | #N/A | 10.7 | #N/A | #N/A | #N/A | #N/A | #N/A | #N/A | #N/A | #N/A | #N/A | #N/A | #N/A | #N/A | #N/A | #N/A
Frigidaire |  | 18500 |  |  |  |  | 10.7 | [6 empty] | 4 | #N/A | #N/A | #N/A | 10.7 | #N/A | #N/A | #N/A | #N/A | #N/A | #N/A | #N/A | #N/A | #N/A | #N/A | #N/A | #N/A | #N/A | #N/A
Frigidaire |  | 18500 |  |  |  |  | 10.7 | [6 empty] | 4 | #N/A | #N/A | #N/A | 10.7 | #N/A | #N/A | #N/A | #N/A | #N/A | #N/A | #N/A | #N/A | #N/A | #N/A | #N/A | #N/A | #N/A | #N/A
Frigidaire |  | 18500 |  |  |  |  | 10.7 | [6 empty] | 4 | #N/A | #N/A | #N/A | 10.7 | #N/A | #N/A | #N/A | #N/A | #N/A | #N/A | #N/A | #N/A | #N/A | #N/A | #N/A | #N/A | #N/A | #N/A
Frigidaire |  | 8000 |  |  |  |  | 10.8 | [6 empty] | 16 | #N/A | #N/A | #N/A | #N/A | #N/A | #N/A | #N/A | #N/A | #N/A | #N/A | #N/A | #N/A | #N/A | #N/A | #N/A | #N/A | #N/A | 10.8
Frigidaire |  | 8000 |  |  |  |  | 10.8 | [6 empty] | 16 | #N/A | #N/A | #N/A | #N/A | #N/A | #N/A | #N/A | #N/A | #N/A | #N/A | #N/A | #N/A | #N/A | #N/A | #N/A | #N/A | #N/A | 10.8
Frigidaire |  | 8000 |  |  |  |  | 10.8 | [6 empty] | 16 | #N/A | #N/A | #N/A | #N/A | #N/A | #N/A | #N/A | #N/A | #N/A | #N/A | #N/A | #N/A | #N/A | #N/A | #N/A | #N/A | #N/A | 10.8
Frigidaire |  | 8000 |  |  |  |  | 10.8 | [6 empty] | 16 | #N/A | #N/A | #N/A | #N/A | #N/A | #N/A | #N/A | #N/A | #N/A | #N/A | #N/A | #N/A | #N/A | #N/A | #N/A | #N/A | #N/A | 10.8
Frigidaire |  | 8000 |  |  |  |  | 10.8 | [6 empty] | 11 | #N/A | #N/A | #N/A | #N/A | #N/A | #N/A | #N/A | #N/A | #N/A | #N/A | #N/A | #N/A | 10.8 | #N/A | #N/A | #N/A | #N/A | #N/A
Frigidaire Gallery |  | 8000 |  |  |  |  | 10.8 | [6 empty] | 16 | #N/A | #N/A | #N/A | #N/A | #N/A | #N/A | #N/A | #N/A | #N/A | #N/A | #N/A | #N/A | #N/A | #N/A | #N/A | #N/A | #N/A | 10.8
Frigidaire Gallery |  | 8000 |  |  |  |  | 10.8 | [6 empty] | 16 | #N/A | #N/A | #N/A | #N/A | #N/A | #N/A | #N/A | #N/A | #N/A | #N/A | #N/A | #N/A | #N/A | #N/A | #N/A | #N/A | #N/A | 10.8
Frigidaire |  | 10000 |  |  |  |  | 10.8 | [6 empty] | 11 | #N/A | #N/A | #N/A | #N/A | #N/A | #N/A | #N/A | #N/A | #N/A | #N/A | #N/A | #N/A | 10.8 | #N/A | #N/A | #N/A | #N/A | #N/A
Frigidaire |  | 10100 |  |  |  |  | 10.8 | [6 empty] | 11 | #N/A | #N/A | #N/A | #N/A | #N/A | #N/A | #N/A | #N/A | #N/A | #N/A | #N/A | #N/A | 10.8 | #N/A | #N/A | #N/A | #N/A | #N/A
Frigidaire |  | 10100 |  |  |  |  | 10.8 | [6 empty] | 11 | #N/A | #N/A | #N/A | #N/A | #N/A | #N/A | #N/A | #N/A | #N/A | #N/A | #N/A | #N/A | 10.8 | #N/A | #N/A | #N/A | #N/A | #N/A
Frigidaire |  | 10100 |  |  |  |  | 10.8 | [6 empty] | 11 | #N/A | #N/A | #N/A | #N/A | #N/A | #N/A | #N/A | #N/A | #N/A | #N/A | #N/A | #N/A | 10.8 | #N/A | #N/A | #N/A | #N/A | #N/A
Frigidaire |  | 10100 |  |  |  |  | 10.8 | [6 empty] | 11 | #N/A | #N/A | #N/A | #N/A | #N/A | #N/A | #N/A | #N/A | #N/A | #N/A | #N/A | #N/A | 10.8 | #N/A | #N/A | #N/A | #N/A | #N/A
Frigidaire |  | 10100 |  |  |  |  | 10.8 | [6 empty] | 11 | #N/A | #N/A | #N/A | #N/A | #N/A | #N/A | #N/A | #N/A | #N/A | #N/A | #N/A | #N/A | 10.8 | #N/A | #N/A | #N/A | #N/A | #N/A
Frigidaire |  | 10100 |  |  |  |  | 10.8 | [6 empty] | 11 | #N/A | #N/A | #N/A | #N/A | #N/A | #N/A | #N/A | #N/A | #N/A | #N/A | #N/A | #N/A | 10.8 | #N/A | #N/A | #N/A | #N/A | #N/A
Frigidaire |  | 10100 |  |  |  |  | 10.8 | [6 empty] | 11 | #N/A | #N/A | #N/A | #N/A | #N/A | #N/A | #N/A | #N/A | #N/A | #N/A | #N/A | #N/A | 10.8 | #N/A | #N/A | #N/A | #N/A | #N/A
Frigidaire |  | 10100 |  |  |  |  | 10.8 | [6 empty] | 11 | #N/A | #N/A | #N/A | #N/A | #N/A | #N/A | #N/A | #N/A | #N/A | #N/A | #N/A | #N/A | 10.8 | #N/A | #N/A | #N/A | #N/A | #N/A
Frigidaire |  | 10100 |  |  |  |  | 10.8 | [6 empty] | 11 | #N/A | #N/A | #N/A | #N/A | #N/A | #N/A | #N/A | #N/A | #N/A | #N/A | #N/A | #N/A | 10.8 | #N/A | #N/A | #N/A | #N/A | #N/A
Frigidaire |  | 12000 |  |  |  |  | 10.8 | [6 empty] | 11 | #N/A | #N/A | #N/A | #N/A | #N/A | #N/A | #N/A | #N/A | #N/A | #N/A | #N/A | #N/A | 10.8 | #N/A | #N/A | #N/A | #N/A | #N/A
Frigidaire |  | 17500 |  |  |  |  | 10.8 | [6 empty] | 11 | #N/A | #N/A | #N/A | #N/A | #N/A | #N/A | #N/A | #N/A | #N/A | #N/A | #N/A | #N/A | 10.8 | #N/A | #N/A | #N/A | #N/A | #N/A
Frigidaire |  | 8000 |  |  |  |  | 10.9 | [6 empty] | 3 | #N/A | #N/A | 10.9 | #N/A | #N/A | #N/A | #N/A | #N/A | #N/A | #N/A | #N/A | #N/A | #N/A | #N/A | #N/A | #N/A | #N/A | #N/A
Frigidaire |  | 8000 |  |  |  |  | 10.9 | [6 empty] | 3 | #N/A | #N/A | 10.9 | #N/A | #N/A | #N/A | #N/A | #N/A | #N/A | #N/A | #N/A | #N/A | #N/A | #N/A | #N/A | #N/A | #N/A | #N/A
Frigidaire |  | 8000 |  |  |  |  | 10.9 | [6 empty] | 3 | #N/A | #N/A | 10.9 | #N/A | #N/A | #N/A | #N/A | #N/A | #N/A | #N/A | #N/A | #N/A | #N/A | #N/A | #N/A | #N/A | #N/A | #N/A
Frigidaire |  | 8000 |  |  |  |  | 10.9 | [6 empty] | 3 | #N/A | #N/A | 10.9 | #N/A | #N/A | #N/A | #N/A | #N/A | #N/A | #N/A | #N/A | #N/A | #N/A | #N/A | #N/A | #N/A | #N/A | #N/A
Frigidaire |  | 8000 |  |  |  |  | 10.9 | [6 empty] | 3 | #N/A | #N/A | 10.9 | #N/A | #N/A | #N/A | #N/A | #N/A | #N/A | #N/A | #N/A | #N/A | #N/A | #N/A | #N/A | #N/A | #N/A | #N/A
Frigidaire |  | 8000 |  |  |  |  | 10.9 | [6 empty] | 3 | #N/A | #N/A | 10.9 | #N/A | #N/A | #N/A | #N/A | #N/A | #N/A | #N/A | #N/A | #N/A | #N/A | #N/A | #N/A | #N/A | #N/A | #N/A
Frigidaire |  | 8000 |  |  |  |  | 10.9 | [6 empty] | 3 | #N/A | #N/A | 10.9 | #N/A | #N/A | #N/A | #N/A | #N/A | #N/A | #N/A | #N/A | #N/A | #N/A | #N/A | #N/A | #N/A | #N/A | #N/A
Frigidaire |  | 8000 |  |  |  |  | 10.9 | [6 empty] | 3 | #N/A | #N/A | 10.9 | #N/A | #N/A | #N/A | #N/A | #N/A | #N/A | #N/A | #N/A | #N/A | #N/A | #N/A | #N/A | #N/A | #N/A | #N/A
Frigidaire |  | 8000 |  |  |  |  | 10.9 | [6 empty] | 3 | #N/A | #N/A | 10.9 | #N/A | #N/A | #N/A | #N/A | #N/A | #N/A | #N/A | #N/A | #N/A | #N/A | #N/A | #N/A | #N/A | #N/A | #N/A
Frigidaire |  | 8000 |  |  |  |  | 10.9 | [6 empty] | 3 | #N/A | #N/A | 10.9 | #N/A | #N/A | #N/A | #N/A | #N/A | #N/A | #N/A | #N/A | #N/A | #N/A | #N/A | #N/A | #N/A | #N/A | #N/A
Frigidaire |  | 8000 |  |  |  |  | 10.9 | [6 empty] | 3 | #N/A | #N/A | 10.9 | #N/A | #N/A | #N/A | #N/A | #N/A | #N/A | #N/A | #N/A | #N/A | #N/A | #N/A | #N/A | #N/A | #N/A | #N/A
Frigidaire |  | 8000 |  |  |  |  | 10.9 | [6 empty] | 3 | #N/A | #N/A | 10.9 | #N/A | #N/A | #N/A | #N/A | #N/A | #N/A | #N/A | #N/A | #N/A | #N/A | #N/A | #N/A | #N/A | #N/A | #N/A
Frigidaire |  | 8000 |  |  |  |  | 10.9 | [6 empty] | 3 | #N/A | #N/A | 10.9 | #N/A | #N/A | #N/A | #N/A | #N/A | #N/A | #N/A | #N/A | #N/A | #N/A | #N/A | #N/A | #N/A | #N/A | #N/A
Frigidaire |  | 8000 |  |  |  |  | 10.9 | [6 empty] | 3 | #N/A | #N/A | 10.9 | #N/A | #N/A | #N/A | #N/A | #N/A | #N/A | #N/A | #N/A | #N/A | #N/A | #N/A | #N/A | #N/A | #N/A | #N/A
Frigidaire |  | 8000 |  |  |  |  | 10.9 | [6 empty] | 3 | #N/A | #N/A | 10.9 | #N/A | #N/A | #N/A | #N/A | #N/A | #N/A | #N/A | #N/A | #N/A | #N/A | #N/A | #N/A | #N/A | #N/A | #N/A
Frigidaire |  | 8000 |  |  |  |  | 10.9 | [6 empty] | 3 | #N/A | #N/A | 10.9 | #N/A | #N/A | #N/A | #N/A | #N/A | #N/A | #N/A | #N/A | #N/A | #N/A | #N/A | #N/A | #N/A | #N/A | #N/A
Frigidaire |  | 8000 |  |  |  |  | 10.9 | [6 empty] | 3 | #N/A | #N/A | 10.9 | #N/A | #N/A | #N/A | #N/A | #N/A | #N/A | #N/A | #N/A | #N/A | #N/A | #N/A | #N/A | #N/A | #N/A | #N/A
Frigidaire |  | 8000 |  |  |  |  | 10.9 | [6 empty] | 3 | #N/A | #N/A | 10.9 | #N/A | #N/A | #N/A | #N/A | #N/A | #N/A | #N/A | #N/A | #N/A | #N/A | #N/A | #N/A | #N/A | #N/A | #N/A
Frigidaire |  | 8000 |  |  |  |  | 10.9 | [6 empty] | 3 | #N/A | #N/A | 10.9 | #N/A | #N/A | #N/A | #N/A | #N/A | #N/A | #N/A | #N/A | #N/A | #N/A | #N/A | #N/A | #N/A | #N/A | #N/A
Frigidaire |  | 8000 |  |  |  |  | 10.9 | [6 empty] | 3 | #N/A | #N/A | 10.9 | #N/A | #N/A | #N/A | #N/A | #N/A | #N/A | #N/A | #N/A | #N/A | #N/A | #N/A | #N/A | #N/A | #N/A | #N/A
Frigidaire |  | 8000 |  |  |  |  | 10.9 | [6 empty] | 3 | #N/A | #N/A | 10.9 | #N/A | #N/A | #N/A | #N/A | #N/A | #N/A | #N/A | #N/A | #N/A | #N/A | #N/A | #N/A | #N/A | #N/A | #N/A
Frigidaire |  | 8000 |  |  |  |  | 10.9 | [6 empty] | 3 | #N/A | #N/A | 10.9 | #N/A | #N/A | #N/A | #N/A | #N/A | #N/A | #N/A | #N/A | #N/A | #N/A | #N/A | #N/A | #N/A | #N/A | #N/A
Frigidaire |  | 8000 |  |  |  |  | 10.9 | [6 empty] | 3 | #N/A | #N/A | 10.9 | #N/A | #N/A | #N/A | #N/A | #N/A | #N/A | #N/A | #N/A | #N/A | #N/A | #N/A | #N/A | #N/A | #N/A | #N/A
Frigidaire |  | 8000 |  |  |  |  | 10.9 | [6 empty] | 3 | #N/A | #N/A | 10.9 | #N/A | #N/A | #N/A | #N/A | #N/A | #N/A | #N/A | #N/A | #N/A | #N/A | #N/A | #N/A | #N/A | #N/A | #N/A
Frigidaire |  | 8000 |  |  |  |  | 10.9 | [6 empty] | 3 | #N/A | #N/A | 10.9 | #N/A | #N/A | #N/A | #N/A | #N/A | #N/A | #N/A | #N/A | #N/A | #N/A | #N/A | #N/A | #N/A | #N/A | #N/A
Frigidaire |  | 8000 |  |  |  |  | 10.9 | [6 empty] | 3 | #N/A | #N/A | 10.9 | #N/A | #N/A | #N/A | #N/A | #N/A | #N/A | #N/A | #N/A | #N/A | #N/A | #N/A | #N/A | #N/A | #N/A | #N/A
Frigidaire |  | 8000 |  |  |  |  | 10.9 | [6 empty] | 3 | #N/A | #N/A | 10.9 | #N/A | #N/A | #N/A | #N/A | #N/A | #N/A | #N/A | #N/A | #N/A | #N/A | #N/A | #N/A | #N/A | #N/A | #N/A
Frigidaire |  | 8000 |  |  |  |  | 10.9 | [6 empty] | 3 | #N/A | #N/A | 10.9 | #N/A | #N/A | #N/A | #N/A | #N/A | #N/A | #N/A | #N/A | #N/A | #N/A | #N/A | #N/A | #N/A | #N/A | #N/A
Frigidaire |  | 8000 |  |  |  |  | 10.9 | [6 empty] | 3 | #N/A | #N/A | 10.9 | #N/A | #N/A | #N/A | #N/A | #N/A | #N/A | #N/A | #N/A | #N/A | #N/A | #N/A | #N/A | #N/A | #N/A | #N/A
Frigidaire |  | 8000 |  |  |  |  | 10.9 | [6 empty] | 3 | #N/A | #N/A | 10.9 | #N/A | #N/A | #N/A | #N/A | #N/A | #N/A | #N/A | #N/A | #N/A | #N/A | #N/A | #N/A | #N/A | #N/A | #N/A
Frigidaire |  | 8000 |  |  |  |  | 10.9 | [6 empty] | 3 | #N/A | #N/A | 10.9 | #N/A | #N/A | #N/A | #N/A | #N/A | #N/A | #N/A | #N/A | #N/A | #N/A | #N/A | #N/A | #N/A | #N/A | #N/A
Frigidaire |  | 8000 |  |  |  |  | 10.9 | [6 empty] | 3 | #N/A | #N/A | 10.9 | #N/A | #N/A | #N/A | #N/A | #N/A | #N/A | #N/A | #N/A | #N/A | #N/A | #N/A | #N/A | #N/A | #N/A | #N/A
Frigidaire |  | 8000 |  |  |  |  | 10.9 | [6 empty] | 3 | #N/A | #N/A | 10.9 | #N/A | #N/A | #N/A | #N/A | #N/A | #N/A | #N/A | #N/A | #N/A | #N/A | #N/A | #N/A | #N/A | #N/A | #N/A
Frigidaire |  | 8000 |  |  |  |  | 10.9 | [6 empty] | 3 | #N/A | #N/A | 10.9 | #N/A | #N/A | #N/A | #N/A | #N/A | #N/A | #N/A | #N/A | #N/A | #N/A | #N/A | #N/A | #N/A | #N/A | #N/A
Breeze33 |  | 8000 |  |  |  |  | 10.9 | [6 empty] | 3 | #N/A | #N/A | 10.9 | #N/A | #N/A | #N/A | #N/A | #N/A | #N/A | #N/A | #N/A | #N/A | #N/A | #N/A | #N/A | #N/A | #N/A | #N/A
Breeze33 |  | 8000 |  |  |  |  | 10.9 | [6 empty] | 3 | #N/A | #N/A | 10.9 | #N/A | #N/A | #N/A | #N/A | #N/A | #N/A | #N/A | #N/A | #N/A | #N/A | #N/A | #N/A | #N/A | #N/A | #N/A
Breeze33 |  | 8000 |  |  |  |  | 10.9 | [6 empty] | 3 | #N/A | #N/A | 10.9 | #N/A | #N/A | #N/A | #N/A | #N/A | #N/A | #N/A | #N/A | #N/A | #N/A | #N/A | #N/A | #N/A | #N/A | #N/A
Breeze33 |  | 8000 |  |  |  |  | 10.9 | [6 empty] | 3 | #N/A | #N/A | 10.9 | #N/A | #N/A | #N/A | #N/A | #N/A | #N/A | #N/A | #N/A | #N/A | #N/A | #N/A | #N/A | #N/A | #N/A | #N/A
Breeze33 |  | 8000 |  |  |  |  | 10.9 | [6 empty] | 3 | #N/A | #N/A | 10.9 | #N/A | #N/A | #N/A | #N/A | #N/A | #N/A | #N/A | #N/A | #N/A | #N/A | #N/A | #N/A | #N/A | #N/A | #N/A
Toshiba |  | 8000 |  |  |  |  | 10.9 | [6 empty] | 3 | #N/A | #N/A | 10.9 | #N/A | #N/A | #N/A | #N/A | #N/A | #N/A | #N/A | #N/A | #N/A | #N/A | #N/A | #N/A | #N/A | #N/A | #N/A
Toshiba |  | 8100 |  |  |  |  | 10.9 | [6 empty] | 3 | #N/A | #N/A | 10.9 | #N/A | #N/A | #N/A | #N/A | #N/A | #N/A | #N/A | #N/A | #N/A | #N/A | #N/A | #N/A | #N/A | #N/A | #N/A
Toshiba |  | 8100 |  |  |  |  | 10.9 | [6 empty] | 3 | #N/A | #N/A | 10.9 | #N/A | #N/A | #N/A | #N/A | #N/A | #N/A | #N/A | #N/A | #N/A | #N/A | #N/A | #N/A | #N/A | #N/A | #N/A
OLMO |  | 8100 |  |  |  |  | 10.9 | [6 empty] | 3 | #N/A | #N/A | 10.9 | #N/A | #N/A | #N/A | #N/A | #N/A | #N/A | #N/A | #N/A | #N/A | #N/A | #N/A | #N/A | #N/A | #N/A | #N/A
OLMO |  | 8100 |  |  |  |  | 10.9 | [6 empty] | 3 | #N/A | #N/A | 10.9 | #N/A | #N/A | #N/A | #N/A | #N/A | #N/A | #N/A | #N/A | #N/A | #N/A | #N/A | #N/A | #N/A | #N/A | #N/A
OLMO |  | 8100 |  |  |  |  | 10.9 | [6 empty] | 3 | #N/A | #N/A | 10.9 | #N/A | #N/A | #N/A | #N/A | #N/A | #N/A | #N/A | #N/A | #N/A | #N/A | #N/A | #N/A | #N/A | #N/A | #N/A
OLMO |  | 8200 |  |  |  |  | 10.9 | [6 empty] | 3 | #N/A | #N/A | 10.9 | #N/A | #N/A | #N/A | #N/A | #N/A | #N/A | #N/A | #N/A | #N/A | #N/A | #N/A | #N/A | #N/A | #N/A | #N/A
BEVOI |  | 9700 |  |  |  |  | 10.9 | [6 empty] | 3 | #N/A | #N/A | 10.9 | #N/A | #N/A | #N/A | #N/A | #N/A | #N/A | #N/A | #N/A | #N/A | #N/A | #N/A | #N/A | #N/A | #N/A | #N/A
BEVOI |  | 10000 |  |  |  |  | 10.9 | [6 empty] | 3 | #N/A | #N/A | 10.9 | #N/A | #N/A | #N/A | #N/A | #N/A | #N/A | #N/A | #N/A | #N/A | #N/A | #N/A | #N/A | #N/A | #N/A | #N/A
Polar Wind |  | 10000 |  |  |  |  | 10.9 | [6 empty] | 3 | #N/A | #N/A | 10.9 | #N/A | #N/A | #N/A | #N/A | #N/A | #N/A | #N/A | #N/A | #N/A | #N/A | #N/A | #N/A | #N/A | #N/A | #N/A
Polar Wind |  | 10000 |  |  |  |  | 10.9 | [6 empty] | 3 | #N/A | #N/A | 10.9 | #N/A | #N/A | #N/A | #N/A | #N/A | #N/A | #N/A | #N/A | #N/A | #N/A | #N/A | #N/A | #N/A | #N/A | #N/A
Polar Wind |  | 10000 |  |  |  |  | 10.9 | [6 empty] | 3 | #N/A | #N/A | 10.9 | #N/A | #N/A | #N/A | #N/A | #N/A | #N/A | #N/A | #N/A | #N/A | #N/A | #N/A | #N/A | #N/A | #N/A | #N/A
Commercial cool |  | 10000 |  |  |  |  | 10.9 | [6 empty] | 3 | #N/A | #N/A | 10.9 | #N/A | #N/A | #N/A | #N/A | #N/A | #N/A | #N/A | #N/A | #N/A | #N/A | #N/A | #N/A | #N/A | #N/A | #N/A
BLACK+DECKER |  | 10000 |  |  |  |  | 10.9 | [6 empty] | 3 | #N/A | #N/A | 10.9 | #N/A | #N/A | #N/A | #N/A | #N/A | #N/A | #N/A | #N/A | #N/A | #N/A | #N/A | #N/A | #N/A | #N/A | #N/A
BLACK+DECKER |  | 10000 |  |  |  |  | 10.9 | [6 empty] | 3 | #N/A | #N/A | 10.9 | #N/A | #N/A | #N/A | #N/A | #N/A | #N/A | #N/A | #N/A | #N/A | #N/A | #N/A | #N/A | #N/A | #N/A | #N/A
BLACK+DECKER |  | 10000 |  |  |  |  | 10.9 | [6 empty] | 3 | #N/A | #N/A | 10.9 | #N/A | #N/A | #N/A | #N/A | #N/A | #N/A | #N/A | #N/A | #N/A | #N/A | #N/A | #N/A | #N/A | #N/A | #N/A
BLACK+DECKER |  | 10000 |  |  |  |  | 10.9 | [6 empty] | 3 | #N/A | #N/A | 10.9 | #N/A | #N/A | #N/A | #N/A | #N/A | #N/A | #N/A | #N/A | #N/A | #N/A | #N/A | #N/A | #N/A | #N/A | #N/A
BLACK+DECKER |  | 10000 |  |  |  |  | 10.9 | [6 empty] | 3 | #N/A | #N/A | 10.9 | #N/A | #N/A | #N/A | #N/A | #N/A | #N/A | #N/A | #N/A | #N/A | #N/A | #N/A | #N/A | #N/A | #N/A | #N/A
Commercial cool |  | 10000 |  |  |  |  | 10.9 | [6 empty] | 3 | #N/A | #N/A | 10.9 | #N/A | #N/A | #N/A | #N/A | #N/A | #N/A | #N/A | #N/A | #N/A | #N/A | #N/A | #N/A | #N/A | #N/A | #N/A
Keystone |  | 10000 |  |  |  |  | 10.9 | [6 empty] | 3 | #N/A | #N/A | 10.9 | #N/A | #N/A | #N/A | #N/A | #N/A | #N/A | #N/A | #N/A | #N/A | #N/A | #N/A | #N/A | #N/A | #N/A | #N/A
Keystone |  | 10000 |  |  |  |  | 10.9 | [6 empty] | 3 | #N/A | #N/A | 10.9 | #N/A | #N/A | #N/A | #N/A | #N/A | #N/A | #N/A | #N/A | #N/A | #N/A | #N/A | #N/A | #N/A | #N/A | #N/A
Keystone |  | 10000 |  |  |  |  | 10.9 | [6 empty] | 3 | #N/A | #N/A | 10.9 | #N/A | #N/A | #N/A | #N/A | #N/A | #N/A | #N/A | #N/A | #N/A | #N/A | #N/A | #N/A | #N/A | #N/A | #N/A
Keystone |  | 10000 |  |  |  |  | 10.9 | [6 empty] | 3 | #N/A | #N/A | 10.9 | #N/A | #N/A | #N/A | #N/A | #N/A | #N/A | #N/A | #N/A | #N/A | #N/A | #N/A | #N/A | #N/A | #N/A | #N/A
Impecca |  | 10000 |  |  |  |  | 10.9 | [6 empty] | 3 | #N/A | #N/A | 10.9 | #N/A | #N/A | #N/A | #N/A | #N/A | #N/A | #N/A | #N/A | #N/A | #N/A | #N/A | #N/A | #N/A | #N/A | #N/A
Impecca |  | 10000 |  |  |  |  | 10.9 | [6 empty] | 3 | #N/A | #N/A | 10.9 | #N/A | #N/A | #N/A | #N/A | #N/A | #N/A | #N/A | #N/A | #N/A | #N/A | #N/A | #N/A | #N/A | #N/A | #N/A
Impecca |  | 10000 |  |  |  |  | 10.9 | [6 empty] | 3 | #N/A | #N/A | 10.9 | #N/A | #N/A | #N/A | #N/A | #N/A | #N/A | #N/A | #N/A | #N/A | #N/A | #N/A | #N/A | #N/A | #N/A | #N/A
Impecca |  | 10000 |  |  |  |  | 10.9 | [6 empty] | 3 | #N/A | #N/A | 10.9 | #N/A | #N/A | #N/A | #N/A | #N/A | #N/A | #N/A | #N/A | #N/A | #N/A | #N/A | #N/A | #N/A | #N/A | #N/A
Impecca |  | 10100 |  |  |  |  | 10.9 | [6 empty] | 3 | #N/A | #N/A | 10.9 | #N/A | #N/A | #N/A | #N/A | #N/A | #N/A | #N/A | #N/A | #N/A | #N/A | #N/A | #N/A | #N/A | #N/A | #N/A
Impecca |  | 10100 |  |  |  |  | 10.9 | [6 empty] | 3 | #N/A | #N/A | 10.9 | #N/A | #N/A | #N/A | #N/A | #N/A | #N/A | #N/A | #N/A | #N/A | #N/A | #N/A | #N/A | #N/A | #N/A | #N/A
Impecca |  | 10200 |  |  |  |  | 10.9 | [6 empty] | 3 | #N/A | #N/A | 10.9 | #N/A | #N/A | #N/A | #N/A | #N/A | #N/A | #N/A | #N/A | #N/A | #N/A | #N/A | #N/A | #N/A | #N/A | #N/A
Impecca |  | 10200 |  |  |  |  | 10.9 | [6 empty] | 3 | #N/A | #N/A | 10.9 | #N/A | #N/A | #N/A | #N/A | #N/A | #N/A | #N/A | #N/A | #N/A | #N/A | #N/A | #N/A | #N/A | #N/A | #N/A
Impecca |  | 10200 |  |  |  |  | 10.9 | [6 empty] | 3 | #N/A | #N/A | 10.9 | #N/A | #N/A | #N/A | #N/A | #N/A | #N/A | #N/A | #N/A | #N/A | #N/A | #N/A | #N/A | #N/A | #N/A | #N/A
Impecca |  | 10200 |  |  |  |  | 10.9 | [6 empty] | 3 | #N/A | #N/A | 10.9 | #N/A | #N/A | #N/A | #N/A | #N/A | #N/A | #N/A | #N/A | #N/A | #N/A | #N/A | #N/A | #N/A | #N/A | #N/A
Impecca |  | 11200 |  |  |  |  | 10.9 | [6 empty] | 3 | #N/A | #N/A | 10.9 | #N/A | #N/A | #N/A | #N/A | #N/A | #N/A | #N/A | #N/A | #N/A | #N/A | #N/A | #N/A | #N/A | #N/A | #N/A
Comfort Aire |  | 11200 |  |  |  |  | 10.9 | [6 empty] | 3 | #N/A | #N/A | 10.9 | #N/A | #N/A | #N/A | #N/A | #N/A | #N/A | #N/A | #N/A | #N/A | #N/A | #N/A | #N/A | #N/A | #N/A | #N/A
Comfort Aire |  | 11500 |  |  |  |  | 10.9 | [6 empty] | 3 | #N/A | #N/A | 10.9 | #N/A | #N/A | #N/A | #N/A | #N/A | #N/A | #N/A | #N/A | #N/A | #N/A | #N/A | #N/A | #N/A | #N/A | #N/A
Comfort Aire |  | 11500 |  |  |  |  | 10.9 | [6 empty] | 3 | #N/A | #N/A | 10.9 | #N/A | #N/A | #N/A | #N/A | #N/A | #N/A | #N/A | #N/A | #N/A | #N/A | #N/A | #N/A | #N/A | #N/A | #N/A
Comfort Aire |  | 11500 |  |  |  |  | 10.9 | [6 empty] | 3 | #N/A | #N/A | 10.9 | #N/A | #N/A | #N/A | #N/A | #N/A | #N/A | #N/A | #N/A | #N/A | #N/A | #N/A | #N/A | #N/A | #N/A | #N/A
Comfort Aire |  | 11600 |  |  |  |  | 10.9 | [6 empty] | 3 | #N/A | #N/A | 10.9 | #N/A | #N/A | #N/A | #N/A | #N/A | #N/A | #N/A | #N/A | #N/A | #N/A | #N/A | #N/A | #N/A | #N/A | #N/A
Comfort Aire |  | 11600 |  |  |  |  | 10.9 | [6 empty] | 3 | #N/A | #N/A | 10.9 | #N/A | #N/A | #N/A | #N/A | #N/A | #N/A | #N/A | #N/A | #N/A | #N/A | #N/A | #N/A | #N/A | #N/A | #N/A
Comfort Aire |  | 11700 |  |  |  |  | 10.9 | [6 empty] | 3 | #N/A | #N/A | 10.9 | #N/A | #N/A | #N/A | #N/A | #N/A | #N/A | #N/A | #N/A | #N/A | #N/A | #N/A | #N/A | #N/A | #N/A | #N/A
Comfort Aire |  | 11900 |  |  |  |  | 10.9 | [6 empty] | 3 | #N/A | #N/A | 10.9 | #N/A | #N/A | #N/A | #N/A | #N/A | #N/A | #N/A | #N/A | #N/A | #N/A | #N/A | #N/A | #N/A | #N/A | #N/A
Comfort Aire |  | 11900 |  |  |  |  | 10.9 | [6 empty] | 3 | #N/A | #N/A | 10.9 | #N/A | #N/A | #N/A | #N/A | #N/A | #N/A | #N/A | #N/A | #N/A | #N/A | #N/A | #N/A | #N/A | #N/A | #N/A
Comfort Aire |  | 12000 |  |  |  |  | 10.9 | [6 empty] | 3 | #N/A | #N/A | 10.9 | #N/A | #N/A | #N/A | #N/A | #N/A | #N/A | #N/A | #N/A | #N/A | #N/A | #N/A | #N/A | #N/A | #N/A | #N/A
Comfort Aire |  | 12000 |  |  |  |  | 10.9 | [6 empty] | 3 | #N/A | #N/A | 10.9 | #N/A | #N/A | #N/A | #N/A | #N/A | #N/A | #N/A | #N/A | #N/A | #N/A | #N/A | #N/A | #N/A | #N/A | #N/A
Comfort Aire |  | 12000 |  |  |  |  | 10.9 | [6 empty] | 3 | #N/A | #N/A | 10.9 | #N/A | #N/A | #N/A | #N/A | #N/A | #N/A | #N/A | #N/A | #N/A | #N/A | #N/A | #N/A | #N/A | #N/A | #N/A
Coast Air |  | 12000 |  |  |  |  | 10.9 | [6 empty] | 3 | #N/A | #N/A | 10.9 | #N/A | #N/A | #N/A | #N/A | #N/A | #N/A | #N/A | #N/A | #N/A | #N/A | #N/A | #N/A | #N/A | #N/A | #N/A
Coast Air |  | 12000 |  |  |  |  | 10.9 | [6 empty] | 3 | #N/A | #N/A | 10.9 | #N/A | #N/A | #N/A | #N/A | #N/A | #N/A | #N/A | #N/A | #N/A | #N/A | #N/A | #N/A | #N/A | #N/A | #N/A
Coast Air |  | 12000 |  |  |  |  | 10.9 | [6 empty] | 3 | #N/A | #N/A | 10.9 | #N/A | #N/A | #N/A | #N/A | #N/A | #N/A | #N/A | #N/A | #N/A | #N/A | #N/A | #N/A | #N/A | #N/A | #N/A
Coast Air |  | 12000 |  |  |  |  | 10.9 | [6 empty] | 3 | #N/A | #N/A | 10.9 | #N/A | #N/A | #N/A | #N/A | #N/A | #N/A | #N/A | #N/A | #N/A | #N/A | #N/A | #N/A | #N/A | #N/A | #N/A
Coast Air |  | 12000 |  |  |  |  | 10.9 | [6 empty] | 3 | #N/A | #N/A | 10.9 | #N/A | #N/A | #N/A | #N/A | #N/A | #N/A | #N/A | #N/A | #N/A | #N/A | #N/A | #N/A | #N/A | #N/A | #N/A
Coast Air |  | 12000 |  |  |  |  | 10.9 | [6 empty] | 3 | #N/A | #N/A | 10.9 | #N/A | #N/A | #N/A | #N/A | #N/A | #N/A | #N/A | #N/A | #N/A | #N/A | #N/A | #N/A | #N/A | #N/A | #N/A
Comfort Aire |  | 12000 |  |  |  |  | 10.9 | [6 empty] | 3 | #N/A | #N/A | 10.9 | #N/A | #N/A | #N/A | #N/A | #N/A | #N/A | #N/A | #N/A | #N/A | #N/A | #N/A | #N/A | #N/A | #N/A | #N/A
Comfort Aire |  | 12000 |  |  |  |  | 10.9 | [6 empty] | 3 | #N/A | #N/A | 10.9 | #N/A | #N/A | #N/A | #N/A | #N/A | #N/A | #N/A | #N/A | #N/A | #N/A | #N/A | #N/A | #N/A | #N/A | #N/A
Comfort Aire |  | 12000 |  |  |  |  | 10.9 | [6 empty] | 3 | #N/A | #N/A | 10.9 | #N/A | #N/A | #N/A | #N/A | #N/A | #N/A | #N/A | #N/A | #N/A | #N/A | #N/A | #N/A | #N/A | #N/A | #N/A
Comfort Aire |  | 12000 |  |  |  |  | 10.9 | [6 empty] | 3 | #N/A | #N/A | 10.9 | #N/A | #N/A | #N/A | #N/A | #N/A | #N/A | #N/A | #N/A | #N/A | #N/A | #N/A | #N/A | #N/A | #N/A | #N/A
Truett Plus |  | 12000 |  |  |  |  | 10.9 | [6 empty] | 3 | #N/A | #N/A | 10.9 | #N/A | #N/A | #N/A | #N/A | #N/A | #N/A | #N/A | #N/A | #N/A | #N/A | #N/A | #N/A | #N/A | #N/A | #N/A
Truett |  | 12000 |  |  |  |  | 10.9 | [6 empty] | 3 | #N/A | #N/A | 10.9 | #N/A | #N/A | #N/A | #N/A | #N/A | #N/A | #N/A | #N/A | #N/A | #N/A | #N/A | #N/A | #N/A | #N/A | #N/A
Norpole |  | 12000 |  |  |  |  | 10.9 | [6 empty] | 3 | #N/A | #N/A | 10.9 | #N/A | #N/A | #N/A | #N/A | #N/A | #N/A | #N/A | #N/A | #N/A | #N/A | #N/A | #N/A | #N/A | #N/A | #N/A
Norpole |  | 12000 |  |  |  |  | 10.9 | [6 empty] | 3 | #N/A | #N/A | 10.9 | #N/A | #N/A | #N/A | #N/A | #N/A | #N/A | #N/A | #N/A | #N/A | #N/A | #N/A | #N/A | #N/A | #N/A | #N/A
MAGNAVOX |  | 12000 |  |  |  |  | 10.9 | [6 empty] | 3 | #N/A | #N/A | 10.9 | #N/A | #N/A | #N/A | #N/A | #N/A | #N/A | #N/A | #N/A | #N/A | #N/A | #N/A | #N/A | #N/A | #N/A | #N/A
MAGNAVOX |  | 12000 |  |  |  |  | 10.9 | [6 empty] | 3 | #N/A | #N/A | 10.9 | #N/A | #N/A | #N/A | #N/A | #N/A | #N/A | #N/A | #N/A | #N/A | #N/A | #N/A | #N/A | #N/A | #N/A | #N/A
MAGNAVOX |  | 12000 |  |  |  |  | 10.9 | [6 empty] | 3 | #N/A | #N/A | 10.9 | #N/A | #N/A | #N/A | #N/A | #N/A | #N/A | #N/A | #N/A | #N/A | #N/A | #N/A | #N/A | #N/A | #N/A | #N/A
MAGNAVOX |  | 12000 |  |  |  |  | 10.9 | [6 empty] | 3 | #N/A | #N/A | 10.9 | #N/A | #N/A | #N/A | #N/A | #N/A | #N/A | #N/A | #N/A | #N/A | #N/A | #N/A | #N/A | #N/A | #N/A | #N/A
MAGNAVOX |  | 12000 |  |  |  |  | 10.9 | [6 empty] | 3 | #N/A | #N/A | 10.9 | #N/A | #N/A | #N/A | #N/A | #N/A | #N/A | #N/A | #N/A | #N/A | #N/A | #N/A | #N/A | #N/A | #N/A | #N/A
Ocean Breeze |  | 12000 |  |  |  |  | 10.9 | [6 empty] | 3 | #N/A | #N/A | 10.9 | #N/A | #N/A | #N/A | #N/A | #N/A | #N/A | #N/A | #N/A | #N/A | #N/A | #N/A | #N/A | #N/A | #N/A | #N/A
Ocean Breeze |  | 12000 |  |  |  |  | 10.9 | [6 empty] | 3 | #N/A | #N/A | 10.9 | #N/A | #N/A | #N/A | #N/A | #N/A | #N/A | #N/A | #N/A | #N/A | #N/A | #N/A | #N/A | #N/A | #N/A | #N/A
Ocean Breeze |  | 12000 |  |  |  |  | 10.9 | [6 empty] | 3 | #N/A | #N/A | 10.9 | #N/A | #N/A | #N/A | #N/A | #N/A | #N/A | #N/A | #N/A | #N/A | #N/A | #N/A | #N/A | #N/A | #N/A | #N/A
Ocean Breeze |  | 12000 |  |  |  |  | 10.9 | [6 empty] | 3 | #N/A | #N/A | 10.9 | #N/A | #N/A | #N/A | #N/A | #N/A | #N/A | #N/A | #N/A | #N/A | #N/A | #N/A | #N/A | #N/A | #N/A | #N/A
Ocean Breeze |  | 12000 |  |  |  |  | 10.9 | [6 empty] | 3 | #N/A | #N/A | 10.9 | #N/A | #N/A | #N/A | #N/A | #N/A | #N/A | #N/A | #N/A | #N/A | #N/A | #N/A | #N/A | #N/A | #N/A | #N/A
Ocean Breeze |  | 12100 |  |  |  |  | 10.9 | [6 empty] | 3 | #N/A | #N/A | 10.9 | #N/A | #N/A | #N/A | #N/A | #N/A | #N/A | #N/A | #N/A | #N/A | #N/A | #N/A | #N/A | #N/A | #N/A | #N/A
Ocean Breeze |  | 12100 |  |  |  |  | 10.9 | [6 empty] | 3 | #N/A | #N/A | 10.9 | #N/A | #N/A | #N/A | #N/A | #N/A | #N/A | #N/A | #N/A | #N/A | #N/A | #N/A | #N/A | #N/A | #N/A | #N/A
Crosley |  | 12100 |  |  |  |  | 10.9 | [6 empty] | 3 | #N/A | #N/A | 10.9 | #N/A | #N/A | #N/A | #N/A | #N/A | #N/A | #N/A | #N/A | #N/A | #N/A | #N/A | #N/A | #N/A | #N/A | #N/A
Crosley |  | 12100 |  |  |  |  | 10.9 | [6 empty] | 3 | #N/A | #N/A | 10.9 | #N/A | #N/A | #N/A | #N/A | #N/A | #N/A | #N/A | #N/A | #N/A | #N/A | #N/A | #N/A | #N/A | #N/A | #N/A
Crosley |  | 12100 |  |  |  |  | 10.9 | [6 empty] | 3 | #N/A | #N/A | 10.9 | #N/A | #N/A | #N/A | #N/A | #N/A | #N/A | #N/A | #N/A | #N/A | #N/A | #N/A | #N/A | #N/A | #N/A | #N/A
Crosley |  | 12200 |  |  |  |  | 10.9 | [6 empty] | 3 | #N/A | #N/A | 10.9 | #N/A | #N/A | #N/A | #N/A | #N/A | #N/A | #N/A | #N/A | #N/A | #N/A | #N/A | #N/A | #N/A | #N/A | #N/A
Crosley |  | 13600 |  |  |  |  | 10.9 | [6 empty] | 3 | #N/A | #N/A | 10.9 | #N/A | #N/A | #N/A | #N/A | #N/A | #N/A | #N/A | #N/A | #N/A | #N/A | #N/A | #N/A | #N/A | #N/A | #N/A
Crosley |  | 18000 |  |  |  |  | 10.9 | [6 empty] | 4 | #N/A | #N/A | #N/A | 10.9 | #N/A | #N/A | #N/A | #N/A | #N/A | #N/A | #N/A | #N/A | #N/A | #N/A | #N/A | #N/A | #N/A | #N/A
Crosley |  | 18000 |  |  |  |  | 10.9 | [6 empty] | 4 | #N/A | #N/A | #N/A | 10.9 | #N/A | #N/A | #N/A | #N/A | #N/A | #N/A | #N/A | #N/A | #N/A | #N/A | #N/A | #N/A | #N/A | #N/A
Crosley |  | 5000 |  |  |  |  | 11 | [6 empty] | 1 | 11 | #N/A | #N/A | #N/A | #N/A | #N/A | #N/A | #N/A | #N/A | #N/A | #N/A | #N/A | #N/A | #N/A | #N/A | #N/A | #N/A | #N/A
Crosley |  | 5000 |  |  |  |  | 11 | [6 empty] | 1 | 11 | #N/A | #N/A | #N/A | #N/A | #N/A | #N/A | #N/A | #N/A | #N/A | #N/A | #N/A | #N/A | #N/A | #N/A | #N/A | #N/A | #N/A
Crosley |  | 5000 |  |  |  |  | 11 | [6 empty] | 1 | 11 | #N/A | #N/A | #N/A | #N/A | #N/A | #N/A | #N/A | #N/A | #N/A | #N/A | #N/A | #N/A | #N/A | #N/A | #N/A | #N/A | #N/A
Crosley |  | 5000 |  |  |  |  | 11 | [6 empty] | 1 | 11 | #N/A | #N/A | #N/A | #N/A | #N/A | #N/A | #N/A | #N/A | #N/A | #N/A | #N/A | #N/A | #N/A | #N/A | #N/A | #N/A | #N/A
Crosley |  | 5000 |  |  |  |  | 11 | [6 empty] | 1 | 11 | #N/A | #N/A | #N/A | #N/A | #N/A | #N/A | #N/A | #N/A | #N/A | #N/A | #N/A | #N/A | #N/A | #N/A | #N/A | #N/A | #N/A
Homepointe |  | 5000 |  |  |  |  | 11 | [6 empty] | 1 | 11 | #N/A | #N/A | #N/A | #N/A | #N/A | #N/A | #N/A | #N/A | #N/A | #N/A | #N/A | #N/A | #N/A | #N/A | #N/A | #N/A | #N/A
Homepointe |  | 5000 |  |  |  |  | 11 | [6 empty] | 1 | 11 | #N/A | #N/A | #N/A | #N/A | #N/A | #N/A | #N/A | #N/A | #N/A | #N/A | #N/A | #N/A | #N/A | #N/A | #N/A | #N/A | #N/A
Homepointe |  | 5000 |  |  |  |  | 11 | [6 empty] | 1 | 11 | #N/A | #N/A | #N/A | #N/A | #N/A | #N/A | #N/A | #N/A | #N/A | #N/A | #N/A | #N/A | #N/A | #N/A | #N/A | #N/A | #N/A
Homepointe |  | 5000 |  |  |  |  | 11 | [6 empty] | 1 | 11 | #N/A | #N/A | #N/A | #N/A | #N/A | #N/A | #N/A | #N/A | #N/A | #N/A | #N/A | #N/A | #N/A | #N/A | #N/A | #N/A | #N/A
Homepointe |  | 5000 |  |  |  |  | 11 | [6 empty] | 1 | 11 | #N/A | #N/A | #N/A | #N/A | #N/A | #N/A | #N/A | #N/A | #N/A | #N/A | #N/A | #N/A | #N/A | #N/A | #N/A | #N/A | #N/A
Homepointe |  | 5000 |  |  |  |  | 11 | [6 empty] | 1 | 11 | #N/A | #N/A | #N/A | #N/A | #N/A | #N/A | #N/A | #N/A | #N/A | #N/A | #N/A | #N/A | #N/A | #N/A | #N/A | #N/A | #N/A
Homepointe |  | 5000 |  |  |  |  | 11 | [6 empty] | 1 | 11 | #N/A | #N/A | #N/A | #N/A | #N/A | #N/A | #N/A | #N/A | #N/A | #N/A | #N/A | #N/A | #N/A | #N/A | #N/A | #N/A | #N/A
Homepointe |  | 5000 |  |  |  |  | 11 | [6 empty] | 1 | 11 | #N/A | #N/A | #N/A | #N/A | #N/A | #N/A | #N/A | #N/A | #N/A | #N/A | #N/A | #N/A | #N/A | #N/A | #N/A | #N/A | #N/A
Homepointe |  | 5000 |  |  |  |  | 11 | [6 empty] | 1 | 11 | #N/A | #N/A | #N/A | #N/A | #N/A | #N/A | #N/A | #N/A | #N/A | #N/A | #N/A | #N/A | #N/A | #N/A | #N/A | #N/A | #N/A
Midea |  | 5000 |  |  |  |  | 11 | [6 empty] | 1 | 11 | #N/A | #N/A | #N/A | #N/A | #N/A | #N/A | #N/A | #N/A | #N/A | #N/A | #N/A | #N/A | #N/A | #N/A | #N/A | #N/A | #N/A
Midea |  | 5000 |  |  |  |  | 11 | [6 empty] | 1 | 11 | #N/A | #N/A | #N/A | #N/A | #N/A | #N/A | #N/A | #N/A | #N/A | #N/A | #N/A | #N/A | #N/A | #N/A | #N/A | #N/A | #N/A
Midea |  | 5000 |  |  |  |  | 11 | [6 empty] | 1 | 11 | #N/A | #N/A | #N/A | #N/A | #N/A | #N/A | #N/A | #N/A | #N/A | #N/A | #N/A | #N/A | #N/A | #N/A | #N/A | #N/A | #N/A
Midea |  | 5000 |  |  |  |  | 11 | [6 empty] | 1 | 11 | #N/A | #N/A | #N/A | #N/A | #N/A | #N/A | #N/A | #N/A | #N/A | #N/A | #N/A | #N/A | #N/A | #N/A | #N/A | #N/A | #N/A
Midea |  | 5000 |  |  |  |  | 11 | [6 empty] | 1 | 11 | #N/A | #N/A | #N/A | #N/A | #N/A | #N/A | #N/A | #N/A | #N/A | #N/A | #N/A | #N/A | #N/A | #N/A | #N/A | #N/A | #N/A
Midea |  | 5000 |  |  |  |  | 11 | [6 empty] | 1 | 11 | #N/A | #N/A | #N/A | #N/A | #N/A | #N/A | #N/A | #N/A | #N/A | #N/A | #N/A | #N/A | #N/A | #N/A | #N/A | #N/A | #N/A
Midea |  | 5000 |  |  |  |  | 11 | [6 empty] | 1 | 11 | #N/A | #N/A | #N/A | #N/A | #N/A | #N/A | #N/A | #N/A | #N/A | #N/A | #N/A | #N/A | #N/A | #N/A | #N/A | #N/A | #N/A
Midea |  | 5000 |  |  |  |  | 11 | [6 empty] | 1 | 11 | #N/A | #N/A | #N/A | #N/A | #N/A | #N/A | #N/A | #N/A | #N/A | #N/A | #N/A | #N/A | #N/A | #N/A | #N/A | #N/A | #N/A
Midea |  | 5000 |  |  |  |  | 11 | [6 empty] | 1 | 11 | #N/A | #N/A | #N/A | #N/A | #N/A | #N/A | #N/A | #N/A | #N/A | #N/A | #N/A | #N/A | #N/A | #N/A | #N/A | #N/A | #N/A
Midea |  | 5000 |  |  |  |  | 11 | [6 empty] | 1 | 11 | #N/A | #N/A | #N/A | #N/A | #N/A | #N/A | #N/A | #N/A | #N/A | #N/A | #N/A | #N/A | #N/A | #N/A | #N/A | #N/A | #N/A
Midea |  | 5000 |  |  |  |  | 11 | [6 empty] | 1 | 11 | #N/A | #N/A | #N/A | #N/A | #N/A | #N/A | #N/A | #N/A | #N/A | #N/A | #N/A | #N/A | #N/A | #N/A | #N/A | #N/A | #N/A
Midea |  | 5000 |  |  |  |  | 11 | [6 empty] | 1 | 11 | #N/A | #N/A | #N/A | #N/A | #N/A | #N/A | #N/A | #N/A | #N/A | #N/A | #N/A | #N/A | #N/A | #N/A | #N/A | #N/A | #N/A
Midea |  | 5000 |  |  |  |  | 11 | [6 empty] | 1 | 11 | #N/A | #N/A | #N/A | #N/A | #N/A | #N/A | #N/A | #N/A | #N/A | #N/A | #N/A | #N/A | #N/A | #N/A | #N/A | #N/A | #N/A
Midea |  | 5000 |  |  |  |  | 11 | [6 empty] | 1 | 11 | #N/A | #N/A | #N/A | #N/A | #N/A | #N/A | #N/A | #N/A | #N/A | #N/A | #N/A | #N/A | #N/A | #N/A | #N/A | #N/A | #N/A
Midea |  | 5000 |  |  |  |  | 11 | [6 empty] | 1 | 11 | #N/A | #N/A | #N/A | #N/A | #N/A | #N/A | #N/A | #N/A | #N/A | #N/A | #N/A | #N/A | #N/A | #N/A | #N/A | #N/A | #N/A
Arctic King |  | 5000 |  |  |  |  | 11 | [6 empty] | 1 | 11 | #N/A | #N/A | #N/A | #N/A | #N/A | #N/A | #N/A | #N/A | #N/A | #N/A | #N/A | #N/A | #N/A | #N/A | #N/A | #N/A | #N/A
Pelonis |  | 5000 |  |  |  |  | 11 | [6 empty] | 1 | 11 | #N/A | #N/A | #N/A | #N/A | #N/A | #N/A | #N/A | #N/A | #N/A | #N/A | #N/A | #N/A | #N/A | #N/A | #N/A | #N/A | #N/A
Pelonis |  | 5000 |  |  |  |  | 11 | [6 empty] | 1 | 11 | #N/A | #N/A | #N/A | #N/A | #N/A | #N/A | #N/A | #N/A | #N/A | #N/A | #N/A | #N/A | #N/A | #N/A | #N/A | #N/A | #N/A
Pelonis |  | 5000 |  |  |  |  | 11 | [6 empty] | 1 | 11 | #N/A | #N/A | #N/A | #N/A | #N/A | #N/A | #N/A | #N/A | #N/A | #N/A | #N/A | #N/A | #N/A | #N/A | #N/A | #N/A | #N/A
Pelonis |  | 5000 |  |  |  |  | 11 | [6 empty] | 1 | 11 | #N/A | #N/A | #N/A | #N/A | #N/A | #N/A | #N/A | #N/A | #N/A | #N/A | #N/A | #N/A | #N/A | #N/A | #N/A | #N/A | #N/A
Pelonis |  | 5000 |  |  |  |  | 11 | [6 empty] | 1 | 11 | #N/A | #N/A | #N/A | #N/A | #N/A | #N/A | #N/A | #N/A | #N/A | #N/A | #N/A | #N/A | #N/A | #N/A | #N/A | #N/A | #N/A
Arctic King |  | 5000 |  |  |  |  | 11 | [6 empty] | 1 | 11 | #N/A | #N/A | #N/A | #N/A | #N/A | #N/A | #N/A | #N/A | #N/A | #N/A | #N/A | #N/A | #N/A | #N/A | #N/A | #N/A | #N/A
Arctic King |  | 5000 |  |  |  |  | 11 | [6 empty] | 1 | 11 | #N/A | #N/A | #N/A | #N/A | #N/A | #N/A | #N/A | #N/A | #N/A | #N/A | #N/A | #N/A | #N/A | #N/A | #N/A | #N/A | #N/A
Arctic King |  | 5000 |  |  |  |  | 11 | [6 empty] | 1 | 11 | #N/A | #N/A | #N/A | #N/A | #N/A | #N/A | #N/A | #N/A | #N/A | #N/A | #N/A | #N/A | #N/A | #N/A | #N/A | #N/A | #N/A
Arctic King |  | 5000 |  |  |  |  | 11 | [6 empty] | 1 | 11 | #N/A | #N/A | #N/A | #N/A | #N/A | #N/A | #N/A | #N/A | #N/A | #N/A | #N/A | #N/A | #N/A | #N/A | #N/A | #N/A | #N/A
Arctic King |  | 5000 |  |  |  |  | 11 | [6 empty] | 1 | 11 | #N/A | #N/A | #N/A | #N/A | #N/A | #N/A | #N/A | #N/A | #N/A | #N/A | #N/A | #N/A | #N/A | #N/A | #N/A | #N/A | #N/A
Arctic King |  | 5000 |  |  |  |  | 11 | [6 empty] | 1 | 11 | #N/A | #N/A | #N/A | #N/A | #N/A | #N/A | #N/A | #N/A | #N/A | #N/A | #N/A | #N/A | #N/A | #N/A | #N/A | #N/A | #N/A
Arctic King |  | 5000 |  |  |  |  | 11 | [6 empty] | 1 | 11 | #N/A | #N/A | #N/A | #N/A | #N/A | #N/A | #N/A | #N/A | #N/A | #N/A | #N/A | #N/A | #N/A | #N/A | #N/A | #N/A | #N/A
Arctic King |  | 5000 |  |  |  |  | 11 | [6 empty] | 1 | 11 | #N/A | #N/A | #N/A | #N/A | #N/A | #N/A | #N/A | #N/A | #N/A | #N/A | #N/A | #N/A | #N/A | #N/A | #N/A | #N/A | #N/A
Arctic King |  | 5000 |  |  |  |  | 11 | [6 empty] | 1 | 11 | #N/A | #N/A | #N/A | #N/A | #N/A | #N/A | #N/A | #N/A | #N/A | #N/A | #N/A | #N/A | #N/A | #N/A | #N/A | #N/A | #N/A
Arctic King |  | 5000 |  |  |  |  | 11 | [6 empty] | 1 | 11 | #N/A | #N/A | #N/A | #N/A | #N/A | #N/A | #N/A | #N/A | #N/A | #N/A | #N/A | #N/A | #N/A | #N/A | #N/A | #N/A | #N/A
Arctic King |  | 5000 |  |  |  |  | 11 | [6 empty] | 1 | 11 | #N/A | #N/A | #N/A | #N/A | #N/A | #N/A | #N/A | #N/A | #N/A | #N/A | #N/A | #N/A | #N/A | #N/A | #N/A | #N/A | #N/A
Midea |  | 5000 |  |  |  |  | 11 | [6 empty] | 1 | 11 | #N/A | #N/A | #N/A | #N/A | #N/A | #N/A | #N/A | #N/A | #N/A | #N/A | #N/A | #N/A | #N/A | #N/A | #N/A | #N/A | #N/A
Midea |  | 5000 |  |  |  |  | 11 | [6 empty] | 1 | 11 | #N/A | #N/A | #N/A | #N/A | #N/A | #N/A | #N/A | #N/A | #N/A | #N/A | #N/A | #N/A | #N/A | #N/A | #N/A | #N/A | #N/A
Midea |  | 5000 |  |  |  |  | 11 | [6 empty] | 1 | 11 | #N/A | #N/A | #N/A | #N/A | #N/A | #N/A | #N/A | #N/A | #N/A | #N/A | #N/A | #N/A | #N/A | #N/A | #N/A | #N/A | #N/A
Midea |  | 5000 |  |  |  |  | 11 | [6 empty] | 1 | 11 | #N/A | #N/A | #N/A | #N/A | #N/A | #N/A | #N/A | #N/A | #N/A | #N/A | #N/A | #N/A | #N/A | #N/A | #N/A | #N/A | #N/A
Comfort Aire |  | 5000 |  |  |  |  | 11 | [6 empty] | 1 | 11 | #N/A | #N/A | #N/A | #N/A | #N/A | #N/A | #N/A | #N/A | #N/A | #N/A | #N/A | #N/A | #N/A | #N/A | #N/A | #N/A | #N/A
GREE |  | 5000 |  |  |  |  | 11 | [6 empty] | 1 | 11 | #N/A | #N/A | #N/A | #N/A | #N/A | #N/A | #N/A | #N/A | #N/A | #N/A | #N/A | #N/A | #N/A | #N/A | #N/A | #N/A | #N/A
GREE |  | 5000 |  |  |  |  | 11 | [6 empty] | 1 | 11 | #N/A | #N/A | #N/A | #N/A | #N/A | #N/A | #N/A | #N/A | #N/A | #N/A | #N/A | #N/A | #N/A | #N/A | #N/A | #N/A | #N/A
GREE |  | 5000 |  |  |  |  | 11 | [6 empty] | 1 | 11 | #N/A | #N/A | #N/A | #N/A | #N/A | #N/A | #N/A | #N/A | #N/A | #N/A | #N/A | #N/A | #N/A | #N/A | #N/A | #N/A | #N/A
Perfect aire |  | 5000 |  |  |  |  | 11 | [6 empty] | 1 | 11 | #N/A | #N/A | #N/A | #N/A | #N/A | #N/A | #N/A | #N/A | #N/A | #N/A | #N/A | #N/A | #N/A | #N/A | #N/A | #N/A | #N/A
Perfect aire |  | 5000 |  |  |  |  | 11 | [6 empty] | 1 | 11 | #N/A | #N/A | #N/A | #N/A | #N/A | #N/A | #N/A | #N/A | #N/A | #N/A | #N/A | #N/A | #N/A | #N/A | #N/A | #N/A | #N/A
Perfect aire |  | 5000 |  |  |  |  | 11 | [6 empty] | 1 | 11 | #N/A | #N/A | #N/A | #N/A | #N/A | #N/A | #N/A | #N/A | #N/A | #N/A | #N/A | #N/A | #N/A | #N/A | #N/A | #N/A | #N/A
Perfect aire |  | 5000 |  |  |  |  | 11 | [6 empty] | 1 | 11 | #N/A | #N/A | #N/A | #N/A | #N/A | #N/A | #N/A | #N/A | #N/A | #N/A | #N/A | #N/A | #N/A | #N/A | #N/A | #N/A | #N/A
Perfect aire |  | 5000 |  |  |  |  | 11 | [6 empty] | 1 | 11 | #N/A | #N/A | #N/A | #N/A | #N/A | #N/A | #N/A | #N/A | #N/A | #N/A | #N/A | #N/A | #N/A | #N/A | #N/A | #N/A | #N/A
Perfect aire |  | 5000 |  |  |  |  | 11 | [6 empty] | 1 | 11 | #N/A | #N/A | #N/A | #N/A | #N/A | #N/A | #N/A | #N/A | #N/A | #N/A | #N/A | #N/A | #N/A | #N/A | #N/A | #N/A | #N/A
Perfect aire |  | 5000 |  |  |  |  | 11 | [6 empty] | 1 | 11 | #N/A | #N/A | #N/A | #N/A | #N/A | #N/A | #N/A | #N/A | #N/A | #N/A | #N/A | #N/A | #N/A | #N/A | #N/A | #N/A | #N/A
Perfect aire |  | 5000 |  |  |  |  | 11 | [6 empty] | 1 | 11 | #N/A | #N/A | #N/A | #N/A | #N/A | #N/A | #N/A | #N/A | #N/A | #N/A | #N/A | #N/A | #N/A | #N/A | #N/A | #N/A | #N/A
Perfect aire |  | 5000 |  |  |  |  | 11 | [6 empty] | 1 | 11 | #N/A | #N/A | #N/A | #N/A | #N/A | #N/A | #N/A | #N/A | #N/A | #N/A | #N/A | #N/A | #N/A | #N/A | #N/A | #N/A | #N/A
Perfect aire |  | 5000 |  |  |  |  | 11 | [6 empty] | 1 | 11 | #N/A | #N/A | #N/A | #N/A | #N/A | #N/A | #N/A | #N/A | #N/A | #N/A | #N/A | #N/A | #N/A | #N/A | #N/A | #N/A | #N/A
Perfect aire |  | 5000 |  |  |  |  | 11 | [6 empty] | 1 | 11 | #N/A | #N/A | #N/A | #N/A | #N/A | #N/A | #N/A | #N/A | #N/A | #N/A | #N/A | #N/A | #N/A | #N/A | #N/A | #N/A | #N/A
Perfect aire |  | 5000 |  |  |  |  | 11 | [6 empty] | 1 | 11 | #N/A | #N/A | #N/A | #N/A | #N/A | #N/A | #N/A | #N/A | #N/A | #N/A | #N/A | #N/A | #N/A | #N/A | #N/A | #N/A | #N/A
Perfect aire |  | 5000 |  |  |  |  | 11 | [6 empty] | 1 | 11 | #N/A | #N/A | #N/A | #N/A | #N/A | #N/A | #N/A | #N/A | #N/A | #N/A | #N/A | #N/A | #N/A | #N/A | #N/A | #N/A | #N/A
Arctic Wind |  | 5000 |  |  |  |  | 11 | [6 empty] | 1 | 11 | #N/A | #N/A | #N/A | #N/A | #N/A | #N/A | #N/A | #N/A | #N/A | #N/A | #N/A | #N/A | #N/A | #N/A | #N/A | #N/A | #N/A
Arctic Wind |  | 5000 |  |  |  |  | 11 | [6 empty] | 1 | 11 | #N/A | #N/A | #N/A | #N/A | #N/A | #N/A | #N/A | #N/A | #N/A | #N/A | #N/A | #N/A | #N/A | #N/A | #N/A | #N/A | #N/A
Arctic Wind |  | 5000 |  |  |  |  | 11 | [6 empty] | 1 | 11 | #N/A | #N/A | #N/A | #N/A | #N/A | #N/A | #N/A | #N/A | #N/A | #N/A | #N/A | #N/A | #N/A | #N/A | #N/A | #N/A | #N/A
Arctic Wind |  | 5000 |  |  |  |  | 11 | [6 empty] | 1 | 11 | #N/A | #N/A | #N/A | #N/A | #N/A | #N/A | #N/A | #N/A | #N/A | #N/A | #N/A | #N/A | #N/A | #N/A | #N/A | #N/A | #N/A
Arctic Wind |  | 5000 |  |  |  |  | 11 | [6 empty] | 1 | 11 | #N/A | #N/A | #N/A | #N/A | #N/A | #N/A | #N/A | #N/A | #N/A | #N/A | #N/A | #N/A | #N/A | #N/A | #N/A | #N/A | #N/A
MRCOOL |  | 5000 |  |  |  |  | 11 | [6 empty] | 1 | 11 | #N/A | #N/A | #N/A | #N/A | #N/A | #N/A | #N/A | #N/A | #N/A | #N/A | #N/A | #N/A | #N/A | #N/A | #N/A | #N/A | #N/A
MRCOOL |  | 5000 |  |  |  |  | 11 | [6 empty] | 1 | 11 | #N/A | #N/A | #N/A | #N/A | #N/A | #N/A | #N/A | #N/A | #N/A | #N/A | #N/A | #N/A | #N/A | #N/A | #N/A | #N/A | #N/A
Perfect aire |  | 5000 |  |  |  |  | 11 | [6 empty] | 1 | 11 | #N/A | #N/A | #N/A | #N/A | #N/A | #N/A | #N/A | #N/A | #N/A | #N/A | #N/A | #N/A | #N/A | #N/A | #N/A | #N/A | #N/A
HISENSE |  | 5000 |  |  |  |  | 11 | [6 empty] | 1 | 11 | #N/A | #N/A | #N/A | #N/A | #N/A | #N/A | #N/A | #N/A | #N/A | #N/A | #N/A | #N/A | #N/A | #N/A | #N/A | #N/A | #N/A
HISENSE |  | 5000 |  |  |  |  | 11 | [6 empty] | 1 | 11 | #N/A | #N/A | #N/A | #N/A | #N/A | #N/A | #N/A | #N/A | #N/A | #N/A | #N/A | #N/A | #N/A | #N/A | #N/A | #N/A | #N/A
HISENSE |  | 5000 |  |  |  |  | 11 | [6 empty] | 1 | 11 | #N/A | #N/A | #N/A | #N/A | #N/A | #N/A | #N/A | #N/A | #N/A | #N/A | #N/A | #N/A | #N/A | #N/A | #N/A | #N/A | #N/A
HISENSE |  | 5000 |  |  |  |  | 11 | [6 empty] | 1 | 11 | #N/A | #N/A | #N/A | #N/A | #N/A | #N/A | #N/A | #N/A | #N/A | #N/A | #N/A | #N/A | #N/A | #N/A | #N/A | #N/A | #N/A
HISENSE |  | 5000 |  |  |  |  | 11 | [6 empty] | 1 | 11 | #N/A | #N/A | #N/A | #N/A | #N/A | #N/A | #N/A | #N/A | #N/A | #N/A | #N/A | #N/A | #N/A | #N/A | #N/A | #N/A | #N/A
HISENSE |  | 5000 |  |  |  |  | 11 | [6 empty] | 1 | 11 | #N/A | #N/A | #N/A | #N/A | #N/A | #N/A | #N/A | #N/A | #N/A | #N/A | #N/A | #N/A | #N/A | #N/A | #N/A | #N/A | #N/A
HISENSE |  | 5000 |  |  |  |  | 11 | [6 empty] | 1 | 11 | #N/A | #N/A | #N/A | #N/A | #N/A | #N/A | #N/A | #N/A | #N/A | #N/A | #N/A | #N/A | #N/A | #N/A | #N/A | #N/A | #N/A
HISENSE |  | 5000 |  |  |  |  | 11 | [6 empty] | 1 | 11 | #N/A | #N/A | #N/A | #N/A | #N/A | #N/A | #N/A | #N/A | #N/A | #N/A | #N/A | #N/A | #N/A | #N/A | #N/A | #N/A | #N/A
HISENSE |  | 5000 |  |  |  |  | 11 | [6 empty] | 1 | 11 | #N/A | #N/A | #N/A | #N/A | #N/A | #N/A | #N/A | #N/A | #N/A | #N/A | #N/A | #N/A | #N/A | #N/A | #N/A | #N/A | #N/A
HISENSE |  | 5000 |  |  |  |  | 11 | [6 empty] | 1 | 11 | #N/A | #N/A | #N/A | #N/A | #N/A | #N/A | #N/A | #N/A | #N/A | #N/A | #N/A | #N/A | #N/A | #N/A | #N/A | #N/A | #N/A
HISENSE |  | 5000 |  |  |  |  | 11 | [6 empty] | 1 | 11 | #N/A | #N/A | #N/A | #N/A | #N/A | #N/A | #N/A | #N/A | #N/A | #N/A | #N/A | #N/A | #N/A | #N/A | #N/A | #N/A | #N/A
HISENSE |  | 5100 |  |  |  |  | 11 | [6 empty] | 1 | 11 | #N/A | #N/A | #N/A | #N/A | #N/A | #N/A | #N/A | #N/A | #N/A | #N/A | #N/A | #N/A | #N/A | #N/A | #N/A | #N/A | #N/A
HISENSE |  | 5100 |  |  |  |  | 11 | [6 empty] | 1 | 11 | #N/A | #N/A | #N/A | #N/A | #N/A | #N/A | #N/A | #N/A | #N/A | #N/A | #N/A | #N/A | #N/A | #N/A | #N/A | #N/A | #N/A
Emerson Quiet Kool |  | 5100 |  |  |  |  | 11 | [6 empty] | 1 | 11 | #N/A | #N/A | #N/A | #N/A | #N/A | #N/A | #N/A | #N/A | #N/A | #N/A | #N/A | #N/A | #N/A | #N/A | #N/A | #N/A | #N/A
Emerson Quiet Kool |  | 5100 |  |  |  |  | 11 | [6 empty] | 1 | 11 | #N/A | #N/A | #N/A | #N/A | #N/A | #N/A | #N/A | #N/A | #N/A | #N/A | #N/A | #N/A | #N/A | #N/A | #N/A | #N/A | #N/A
Emerson Quiet Kool |  | 5100 |  |  |  |  | 11 | [6 empty] | 1 | 11 | #N/A | #N/A | #N/A | #N/A | #N/A | #N/A | #N/A | #N/A | #N/A | #N/A | #N/A | #N/A | #N/A | #N/A | #N/A | #N/A | #N/A
Emerson Quiet Kool |  | 5100 |  |  |  |  | 11 | [6 empty] | 1 | 11 | #N/A | #N/A | #N/A | #N/A | #N/A | #N/A | #N/A | #N/A | #N/A | #N/A | #N/A | #N/A | #N/A | #N/A | #N/A | #N/A | #N/A
Emerson Quiet Kool |  | 5100 |  |  |  |  | 11 | [6 empty] | 1 | 11 | #N/A | #N/A | #N/A | #N/A | #N/A | #N/A | #N/A | #N/A | #N/A | #N/A | #N/A | #N/A | #N/A | #N/A | #N/A | #N/A | #N/A
Emerson Quiet Kool |  | 5100 |  |  |  |  | 11 | [6 empty] | 1 | 11 | #N/A | #N/A | #N/A | #N/A | #N/A | #N/A | #N/A | #N/A | #N/A | #N/A | #N/A | #N/A | #N/A | #N/A | #N/A | #N/A | #N/A
Emerson Quiet Kool |  | 5100 |  |  |  |  | 11 | [6 empty] | 1 | 11 | #N/A | #N/A | #N/A | #N/A | #N/A | #N/A | #N/A | #N/A | #N/A | #N/A | #N/A | #N/A | #N/A | #N/A | #N/A | #N/A | #N/A
Emerson Quiet Kool |  | 5100 |  |  |  |  | 11 | [6 empty] | 1 | 11 | #N/A | #N/A | #N/A | #N/A | #N/A | #N/A | #N/A | #N/A | #N/A | #N/A | #N/A | #N/A | #N/A | #N/A | #N/A | #N/A | #N/A
Emerson Quiet Kool |  | 5100 |  |  |  |  | 11 | [6 empty] | 1 | 11 | #N/A | #N/A | #N/A | #N/A | #N/A | #N/A | #N/A | #N/A | #N/A | #N/A | #N/A | #N/A | #N/A | #N/A | #N/A | #N/A | #N/A
Emerson Quiet Kool |  | 5100 |  |  |  |  | 11 | [6 empty] | 1 | 11 | #N/A | #N/A | #N/A | #N/A | #N/A | #N/A | #N/A | #N/A | #N/A | #N/A | #N/A | #N/A | #N/A | #N/A | #N/A | #N/A | #N/A
Emerson Quiet Kool |  | 5100 |  |  |  |  | 11 | [6 empty] | 1 | 11 | #N/A | #N/A | #N/A | #N/A | #N/A | #N/A | #N/A | #N/A | #N/A | #N/A | #N/A | #N/A | #N/A | #N/A | #N/A | #N/A | #N/A
Emerson Quiet Kool |  | 5100 |  |  |  |  | 11 | [6 empty] | 1 | 11 | #N/A | #N/A | #N/A | #N/A | #N/A | #N/A | #N/A | #N/A | #N/A | #N/A | #N/A | #N/A | #N/A | #N/A | #N/A | #N/A | #N/A
Emerson Quiet Kool |  | 5100 |  |  |  |  | 11 | [6 empty] | 1 | 11 | #N/A | #N/A | #N/A | #N/A | #N/A | #N/A | #N/A | #N/A | #N/A | #N/A | #N/A | #N/A | #N/A | #N/A | #N/A | #N/A | #N/A
Emerson Quiet Kool |  | 5100 |  |  |  |  | 11 | [6 empty] | 1 | 11 | #N/A | #N/A | #N/A | #N/A | #N/A | #N/A | #N/A | #N/A | #N/A | #N/A | #N/A | #N/A | #N/A | #N/A | #N/A | #N/A | #N/A
Emerson Quiet Kool |  | 5100 |  |  |  |  | 11 | [6 empty] | 1 | 11 | #N/A | #N/A | #N/A | #N/A | #N/A | #N/A | #N/A | #N/A | #N/A | #N/A | #N/A | #N/A | #N/A | #N/A | #N/A | #N/A | #N/A
Emerson Quiet Kool |  | 5100 |  |  |  |  | 11 | [6 empty] | 1 | 11 | #N/A | #N/A | #N/A | #N/A | #N/A | #N/A | #N/A | #N/A | #N/A | #N/A | #N/A | #N/A | #N/A | #N/A | #N/A | #N/A | #N/A
Windmill |  | 5100 |  |  |  |  | 11 | [6 empty] | 1 | 11 | #N/A | #N/A | #N/A | #N/A | #N/A | #N/A | #N/A | #N/A | #N/A | #N/A | #N/A | #N/A | #N/A | #N/A | #N/A | #N/A | #N/A
GREE |  | 5100 |  |  |  |  | 11 | [6 empty] | 1 | 11 | #N/A | #N/A | #N/A | #N/A | #N/A | #N/A | #N/A | #N/A | #N/A | #N/A | #N/A | #N/A | #N/A | #N/A | #N/A | #N/A | #N/A
GREE |  | 5100 |  |  |  |  | 11 | [6 empty] | 1 | 11 | #N/A | #N/A | #N/A | #N/A | #N/A | #N/A | #N/A | #N/A | #N/A | #N/A | #N/A | #N/A | #N/A | #N/A | #N/A | #N/A | #N/A
GREE |  | 5100 |  |  |  |  | 11 | [6 empty] | 1 | 11 | #N/A | #N/A | #N/A | #N/A | #N/A | #N/A | #N/A | #N/A | #N/A | #N/A | #N/A | #N/A | #N/A | #N/A | #N/A | #N/A | #N/A
GREE |  | 5100 |  |  |  |  | 11 | [6 empty] | 1 | 11 | #N/A | #N/A | #N/A | #N/A | #N/A | #N/A | #N/A | #N/A | #N/A | #N/A | #N/A | #N/A | #N/A | #N/A | #N/A | #N/A | #N/A
GREE |  | 5100 |  |  |  |  | 11 | [6 empty] | 1 | 11 | #N/A | #N/A | #N/A | #N/A | #N/A | #N/A | #N/A | #N/A | #N/A | #N/A | #N/A | #N/A | #N/A | #N/A | #N/A | #N/A | #N/A
GREE |  | 5100 |  |  |  |  | 11 | [6 empty] | 1 | 11 | #N/A | #N/A | #N/A | #N/A | #N/A | #N/A | #N/A | #N/A | #N/A | #N/A | #N/A | #N/A | #N/A | #N/A | #N/A | #N/A | #N/A
GREE |  | 5100 |  |  |  |  | 11 | [6 empty] | 1 | 11 | #N/A | #N/A | #N/A | #N/A | #N/A | #N/A | #N/A | #N/A | #N/A | #N/A | #N/A | #N/A | #N/A | #N/A | #N/A | #N/A | #N/A
Garrison |  | 5100 |  |  |  |  | 11 | [6 empty] | 1 | 11 | #N/A | #N/A | #N/A | #N/A | #N/A | #N/A | #N/A | #N/A | #N/A | #N/A | #N/A | #N/A | #N/A | #N/A | #N/A | #N/A | #N/A
Garrison |  | 5200 |  |  |  |  | 11 | [6 empty] | 1 | 11 | #N/A | #N/A | #N/A | #N/A | #N/A | #N/A | #N/A | #N/A | #N/A | #N/A | #N/A | #N/A | #N/A | #N/A | #N/A | #N/A | #N/A
Garrison |  | 5200 |  |  |  |  | 11 | [6 empty] | 1 | 11 | #N/A | #N/A | #N/A | #N/A | #N/A | #N/A | #N/A | #N/A | #N/A | #N/A | #N/A | #N/A | #N/A | #N/A | #N/A | #N/A | #N/A
Garrison |  | 6000 |  |  |  |  | 11 | [6 empty] | 2 | #N/A | 11 | #N/A | #N/A | #N/A | #N/A | #N/A | #N/A | #N/A | #N/A | #N/A | #N/A | #N/A | #N/A | #N/A | #N/A | #N/A | #N/A
Garrison |  | 6000 |  |  |  |  | 11 | [6 empty] | 2 | #N/A | 11 | #N/A | #N/A | #N/A | #N/A | #N/A | #N/A | #N/A | #N/A | #N/A | #N/A | #N/A | #N/A | #N/A | #N/A | #N/A | #N/A
Garrison |  | 6000 |  |  |  |  | 11 | [6 empty] | 2 | #N/A | 11 | #N/A | #N/A | #N/A | #N/A | #N/A | #N/A | #N/A | #N/A | #N/A | #N/A | #N/A | #N/A | #N/A | #N/A | #N/A | #N/A
Garrison |  | 6000 |  |  |  |  | 11 | [6 empty] | 2 | #N/A | 11 | #N/A | #N/A | #N/A | #N/A | #N/A | #N/A | #N/A | #N/A | #N/A | #N/A | #N/A | #N/A | #N/A | #N/A | #N/A | #N/A
Garrison |  | 6000 |  |  |  |  | 11 | [6 empty] | 2 | #N/A | 11 | #N/A | #N/A | #N/A | #N/A | #N/A | #N/A | #N/A | #N/A | #N/A | #N/A | #N/A | #N/A | #N/A | #N/A | #N/A | #N/A
Garrison |  | 6000 |  |  |  |  | 11 | [6 empty] | 2 | #N/A | 11 | #N/A | #N/A | #N/A | #N/A | #N/A | #N/A | #N/A | #N/A | #N/A | #N/A | #N/A | #N/A | #N/A | #N/A | #N/A | #N/A
Garrison |  | 6000 |  |  |  |  | 11 | [6 empty] | 2 | #N/A | 11 | #N/A | #N/A | #N/A | #N/A | #N/A | #N/A | #N/A | #N/A | #N/A | #N/A | #N/A | #N/A | #N/A | #N/A | #N/A | #N/A
Garrison |  | 6000 |  |  |  |  | 11 | [6 empty] | 2 | #N/A | 11 | #N/A | #N/A | #N/A | #N/A | #N/A | #N/A | #N/A | #N/A | #N/A | #N/A | #N/A | #N/A | #N/A | #N/A | #N/A | #N/A
GREE |  | 6000 |  |  |  |  | 11 | [6 empty] | 2 | #N/A | 11 | #N/A | #N/A | #N/A | #N/A | #N/A | #N/A | #N/A | #N/A | #N/A | #N/A | #N/A | #N/A | #N/A | #N/A | #N/A | #N/A
KANIONco |  | 6000 |  |  |  |  | 11 | [6 empty] | 2 | #N/A | 11 | #N/A | #N/A | #N/A | #N/A | #N/A | #N/A | #N/A | #N/A | #N/A | #N/A | #N/A | #N/A | #N/A | #N/A | #N/A | #N/A
Global Industrial |  | 6000 |  |  |  |  | 11 | [6 empty] | 2 | #N/A | 11 | #N/A | #N/A | #N/A | #N/A | #N/A | #N/A | #N/A | #N/A | #N/A | #N/A | #N/A | #N/A | #N/A | #N/A | #N/A | #N/A
Global Industrial |  | 6000 |  |  |  |  | 11 | [6 empty] | 2 | #N/A | 11 | #N/A | #N/A | #N/A | #N/A | #N/A | #N/A | #N/A | #N/A | #N/A | #N/A | #N/A | #N/A | #N/A | #N/A | #N/A | #N/A
TCL |  | 6000 |  |  |  |  | 11 | [6 empty] | 2 | #N/A | 11 | #N/A | #N/A | #N/A | #N/A | #N/A | #N/A | #N/A | #N/A | #N/A | #N/A | #N/A | #N/A | #N/A | #N/A | #N/A | #N/A
TCL |  | 6000 |  |  |  |  | 11 | [6 empty] | 2 | #N/A | 11 | #N/A | #N/A | #N/A | #N/A | #N/A | #N/A | #N/A | #N/A | #N/A | #N/A | #N/A | #N/A | #N/A | #N/A | #N/A | #N/A
RCA |  | 6000 |  |  |  |  | 11 | [6 empty] | 2 | #N/A | 11 | #N/A | #N/A | #N/A | #N/A | #N/A | #N/A | #N/A | #N/A | #N/A | #N/A | #N/A | #N/A | #N/A | #N/A | #N/A | #N/A
CHIQ |  | 6000 |  |  |  |  | 11 | [6 empty] | 2 | #N/A | 11 | #N/A | #N/A | #N/A | #N/A | #N/A | #N/A | #N/A | #N/A | #N/A | #N/A | #N/A | #N/A | #N/A | #N/A | #N/A | #N/A
Pelonis |  | 6000 |  |  |  |  | 11 | [6 empty] | 2 | #N/A | 11 | #N/A | #N/A | #N/A | #N/A | #N/A | #N/A | #N/A | #N/A | #N/A | #N/A | #N/A | #N/A | #N/A | #N/A | #N/A | #N/A
Keystone |  | 6000 |  |  |  |  | 11 | [6 empty] | 2 | #N/A | 11 | #N/A | #N/A | #N/A | #N/A | #N/A | #N/A | #N/A | #N/A | #N/A | #N/A | #N/A | #N/A | #N/A | #N/A | #N/A | #N/A
Keystone |  | 6000 |  |  |  |  | 11 | [6 empty] | 2 | #N/A | 11 | #N/A | #N/A | #N/A | #N/A | #N/A | #N/A | #N/A | #N/A | #N/A | #N/A | #N/A | #N/A | #N/A | #N/A | #N/A | #N/A
Keystone |  | 6000 |  |  |  |  | 11 | [6 empty] | 2 | #N/A | 11 | #N/A | #N/A | #N/A | #N/A | #N/A | #N/A | #N/A | #N/A | #N/A | #N/A | #N/A | #N/A | #N/A | #N/A | #N/A | #N/A
Keystone |  | 6000 |  |  |  |  | 11 | [6 empty] | 2 | #N/A | 11 | #N/A | #N/A | #N/A | #N/A | #N/A | #N/A | #N/A | #N/A | #N/A | #N/A | #N/A | #N/A | #N/A | #N/A | #N/A | #N/A
Keystone |  | 6000 |  |  |  |  | 11 | [6 empty] | 2 | #N/A | 11 | #N/A | #N/A | #N/A | #N/A | #N/A | #N/A | #N/A | #N/A | #N/A | #N/A | #N/A | #N/A | #N/A | #N/A | #N/A | #N/A
GREE |  | 6000 |  |  |  |  | 11 | [6 empty] | 2 | #N/A | 11 | #N/A | #N/A | #N/A | #N/A | #N/A | #N/A | #N/A | #N/A | #N/A | #N/A | #N/A | #N/A | #N/A | #N/A | #N/A | #N/A
TCL |  | 6000 |  |  |  |  | 11 | [6 empty] | 2 | #N/A | 11 | #N/A | #N/A | #N/A | #N/A | #N/A | #N/A | #N/A | #N/A | #N/A | #N/A | #N/A | #N/A | #N/A | #N/A | #N/A | #N/A
TCL |  | 6000 |  |  |  |  | 11 | [6 empty] | 2 | #N/A | 11 | #N/A | #N/A | #N/A | #N/A | #N/A | #N/A | #N/A | #N/A | #N/A | #N/A | #N/A | #N/A | #N/A | #N/A | #N/A | #N/A
Comfort Aire |  | 6000 |  |  |  |  | 11 | [6 empty] | 2 | #N/A | 11 | #N/A | #N/A | #N/A | #N/A | #N/A | #N/A | #N/A | #N/A | #N/A | #N/A | #N/A | #N/A | #N/A | #N/A | #N/A | #N/A
Comfort Aire |  | 6000 |  |  |  |  | 11 | [6 empty] | 2 | #N/A | 11 | #N/A | #N/A | #N/A | #N/A | #N/A | #N/A | #N/A | #N/A | #N/A | #N/A | #N/A | #N/A | #N/A | #N/A | #N/A | #N/A
Comfort Aire |  | 6000 |  |  |  |  | 11 | [6 empty] | 2 | #N/A | 11 | #N/A | #N/A | #N/A | #N/A | #N/A | #N/A | #N/A | #N/A | #N/A | #N/A | #N/A | #N/A | #N/A | #N/A | #N/A | #N/A
Coast Air |  | 6000 |  |  |  |  | 11 | [6 empty] | 2 | #N/A | 11 | #N/A | #N/A | #N/A | #N/A | #N/A | #N/A | #N/A | #N/A | #N/A | #N/A | #N/A | #N/A | #N/A | #N/A | #N/A | #N/A
Coast Air |  | 6000 |  |  |  |  | 11 | [6 empty] | 2 | #N/A | 11 | #N/A | #N/A | #N/A | #N/A | #N/A | #N/A | #N/A | #N/A | #N/A | #N/A | #N/A | #N/A | #N/A | #N/A | #N/A | #N/A
Coast Air |  | 6000 |  |  |  |  | 11 | [6 empty] | 2 | #N/A | 11 | #N/A | #N/A | #N/A | #N/A | #N/A | #N/A | #N/A | #N/A | #N/A | #N/A | #N/A | #N/A | #N/A | #N/A | #N/A | #N/A
Comfort Aire |  | 6000 |  |  |  |  | 11 | [6 empty] | 2 | #N/A | 11 | #N/A | #N/A | #N/A | #N/A | #N/A | #N/A | #N/A | #N/A | #N/A | #N/A | #N/A | #N/A | #N/A | #N/A | #N/A | #N/A
Comfort Aire |  | 6000 |  |  |  |  | 11 | [6 empty] | 2 | #N/A | 11 | #N/A | #N/A | #N/A | #N/A | #N/A | #N/A | #N/A | #N/A | #N/A | #N/A | #N/A | #N/A | #N/A | #N/A | #N/A | #N/A
EMERSON QUIET KOOL |  | 6000 |  |  |  |  | 11 | [6 empty] | 2 | #N/A | 11 | #N/A | #N/A | #N/A | #N/A | #N/A | #N/A | #N/A | #N/A | #N/A | #N/A | #N/A | #N/A | #N/A | #N/A | #N/A | #N/A
July |  | 6000 |  |  |  |  | 11 | [6 empty] | 2 | #N/A | 11 | #N/A | #N/A | #N/A | #N/A | #N/A | #N/A | #N/A | #N/A | #N/A | #N/A | #N/A | #N/A | #N/A | #N/A | #N/A | #N/A
July |  | 6000 |  |  |  |  | 11 | [6 empty] | 2 | #N/A | 11 | #N/A | #N/A | #N/A | #N/A | #N/A | #N/A | #N/A | #N/A | #N/A | #N/A | #N/A | #N/A | #N/A | #N/A | #N/A | #N/A
Soleusair |  | 6000 |  |  |  |  | 11 | [6 empty] | 2 | #N/A | 11 | #N/A | #N/A | #N/A | #N/A | #N/A | #N/A | #N/A | #N/A | #N/A | #N/A | #N/A | #N/A | #N/A | #N/A | #N/A | #N/A
Soleusair |  | 6000 |  |  |  |  | 11 | [6 empty] | 2 | #N/A | 11 | #N/A | #N/A | #N/A | #N/A | #N/A | #N/A | #N/A | #N/A | #N/A | #N/A | #N/A | #N/A | #N/A | #N/A | #N/A | #N/A
OSLO |  | 6000 |  |  |  |  | 11 | [6 empty] | 2 | #N/A | 11 | #N/A | #N/A | #N/A | #N/A | #N/A | #N/A | #N/A | #N/A | #N/A | #N/A | #N/A | #N/A | #N/A | #N/A | #N/A | #N/A
OSLO |  | 6000 |  |  |  |  | 11 | [6 empty] | 2 | #N/A | 11 | #N/A | #N/A | #N/A | #N/A | #N/A | #N/A | #N/A | #N/A | #N/A | #N/A | #N/A | #N/A | #N/A | #N/A | #N/A | #N/A
Soleusair |  | 6000 |  |  |  |  | 11 | [6 empty] | 2 | #N/A | 11 | #N/A | #N/A | #N/A | #N/A | #N/A | #N/A | #N/A | #N/A | #N/A | #N/A | #N/A | #N/A | #N/A | #N/A | #N/A | #N/A
Soleusair |  | 6000 |  |  |  |  | 11 | [6 empty] | 2 | #N/A | 11 | #N/A | #N/A | #N/A | #N/A | #N/A | #N/A | #N/A | #N/A | #N/A | #N/A | #N/A | #N/A | #N/A | #N/A | #N/A | #N/A
MobilComfort |  | 6100 |  |  |  |  | 11 | [6 empty] | 2 | #N/A | 11 | #N/A | #N/A | #N/A | #N/A | #N/A | #N/A | #N/A | #N/A | #N/A | #N/A | #N/A | #N/A | #N/A | #N/A | #N/A | #N/A
MobilComfort |  | 6100 |  |  |  |  | 11 | [6 empty] | 2 | #N/A | 11 | #N/A | #N/A | #N/A | #N/A | #N/A | #N/A | #N/A | #N/A | #N/A | #N/A | #N/A | #N/A | #N/A | #N/A | #N/A | #N/A
OSLO |  | 6200 |  |  |  |  | 11 | [6 empty] | 2 | #N/A | 11 | #N/A | #N/A | #N/A | #N/A | #N/A | #N/A | #N/A | #N/A | #N/A | #N/A | #N/A | #N/A | #N/A | #N/A | #N/A | #N/A
OSLO |  | 6200 |  |  |  |  | 11 | [6 empty] | 2 | #N/A | 11 | #N/A | #N/A | #N/A | #N/A | #N/A | #N/A | #N/A | #N/A | #N/A | #N/A | #N/A | #N/A | #N/A | #N/A | #N/A | #N/A
OSLO |  | 6200 |  |  |  |  | 11 | [6 empty] | 2 | #N/A | 11 | #N/A | #N/A | #N/A | #N/A | #N/A | #N/A | #N/A | #N/A | #N/A | #N/A | #N/A | #N/A | #N/A | #N/A | #N/A | #N/A
Commercial cool |  | 6200 |  |  |  |  | 11 | [6 empty] | 2 | #N/A | 11 | #N/A | #N/A | #N/A | #N/A | #N/A | #N/A | #N/A | #N/A | #N/A | #N/A | #N/A | #N/A | #N/A | #N/A | #N/A | #N/A
BLACK+DECKER |  | 6200 |  |  |  |  | 11 | [6 empty] | 2 | #N/A | 11 | #N/A | #N/A | #N/A | #N/A | #N/A | #N/A | #N/A | #N/A | #N/A | #N/A | #N/A | #N/A | #N/A | #N/A | #N/A | #N/A
TCL |  | 6200 |  |  |  |  | 11 | [6 empty] | 2 | #N/A | 11 | #N/A | #N/A | #N/A | #N/A | #N/A | #N/A | #N/A | #N/A | #N/A | #N/A | #N/A | #N/A | #N/A | #N/A | #N/A | #N/A
COAST AIR |  | 6300 |  |  |  |  | 11 | [6 empty] | 7 | #N/A | #N/A | #N/A | #N/A | #N/A | #N/A | #N/A | 11 | #N/A | #N/A | #N/A | #N/A | #N/A | #N/A | #N/A | #N/A | #N/A | #N/A
COAST AIR |  | 6400 |  |  |  |  | 11 | [6 empty] | 7 | #N/A | #N/A | #N/A | #N/A | #N/A | #N/A | #N/A | 11 | #N/A | #N/A | #N/A | #N/A | #N/A | #N/A | #N/A | #N/A | #N/A | #N/A
COAST AIR |  | 7500 |  |  |  |  | 11 | [6 empty] | 2 | #N/A | 11 | #N/A | #N/A | #N/A | #N/A | #N/A | #N/A | #N/A | #N/A | #N/A | #N/A | #N/A | #N/A | #N/A | #N/A | #N/A | #N/A
COAST AIR |  | 7500 |  |  |  |  | 11 | [6 empty] | 2 | #N/A | 11 | #N/A | #N/A | #N/A | #N/A | #N/A | #N/A | #N/A | #N/A | #N/A | #N/A | #N/A | #N/A | #N/A | #N/A | #N/A | #N/A
COAST AIR |  | 7500 |  |  |  |  | 11 | [6 empty] | 2 | #N/A | 11 | #N/A | #N/A | #N/A | #N/A | #N/A | #N/A | #N/A | #N/A | #N/A | #N/A | #N/A | #N/A | #N/A | #N/A | #N/A | #N/A
COSTWAY |  | 7500 |  |  |  |  | 11 | [6 empty] | 2 | #N/A | 11 | #N/A | #N/A | #N/A | #N/A | #N/A | #N/A | #N/A | #N/A | #N/A | #N/A | #N/A | #N/A | #N/A | #N/A | #N/A | #N/A
COSTWAY |  | 7500 |  |  |  |  | 11 | [6 empty] | 2 | #N/A | 11 | #N/A | #N/A | #N/A | #N/A | #N/A | #N/A | #N/A | #N/A | #N/A | #N/A | #N/A | #N/A | #N/A | #N/A | #N/A | #N/A
Sea Breeze Plus |  | 7500 |  |  |  |  | 11 | [6 empty] | 2 | #N/A | 11 | #N/A | #N/A | #N/A | #N/A | #N/A | #N/A | #N/A | #N/A | #N/A | #N/A | #N/A | #N/A | #N/A | #N/A | #N/A | #N/A
Sea Breeze Plus |  | 7500 |  |  |  |  | 11 | [6 empty] | 2 | #N/A | 11 | #N/A | #N/A | #N/A | #N/A | #N/A | #N/A | #N/A | #N/A | #N/A | #N/A | #N/A | #N/A | #N/A | #N/A | #N/A | #N/A
hOme |  | 7700 |  |  |  |  | 11 | [6 empty] | 2 | #N/A | 11 | #N/A | #N/A | #N/A | #N/A | #N/A | #N/A | #N/A | #N/A | #N/A | #N/A | #N/A | #N/A | #N/A | #N/A | #N/A | #N/A
Whirlpool |  | 8000 |  |  |  |  | 11 | [6 empty] | 3 | #N/A | #N/A | 11 | #N/A | #N/A | #N/A | #N/A | #N/A | #N/A | #N/A | #N/A | #N/A | #N/A | #N/A | #N/A | #N/A | #N/A | #N/A
Pelonis |  | 8000 |  |  |  |  | 11 | [6 empty] | 3 | #N/A | #N/A | 11 | #N/A | #N/A | #N/A | #N/A | #N/A | #N/A | #N/A | #N/A | #N/A | #N/A | #N/A | #N/A | #N/A | #N/A | #N/A
Profile |  | 8000 |  |  |  |  | 11 | [6 empty] | 16 | #N/A | #N/A | #N/A | #N/A | #N/A | #N/A | #N/A | #N/A | #N/A | #N/A | #N/A | #N/A | #N/A | #N/A | #N/A | #N/A | #N/A | 11
Profile |  | 8000 |  |  |  |  | 11 | [6 empty] | 3 | #N/A | #N/A | 11 | #N/A | #N/A | #N/A | #N/A | #N/A | #N/A | #N/A | #N/A | #N/A | #N/A | #N/A | #N/A | #N/A | #N/A | #N/A
Sea Breeze |  | 11500 |  |  |  |  | 11 | [6 empty] | 3 | #N/A | #N/A | 11 | #N/A | #N/A | #N/A | #N/A | #N/A | #N/A | #N/A | #N/A | #N/A | #N/A | #N/A | #N/A | #N/A | #N/A | #N/A
Sea Breeze |  | 11500 |  |  |  |  | 11 | [6 empty] | 3 | #N/A | #N/A | 11 | #N/A | #N/A | #N/A | #N/A | #N/A | #N/A | #N/A | #N/A | #N/A | #N/A | #N/A | #N/A | #N/A | #N/A | #N/A
DELLA |  | 17600 |  |  |  |  | 11 | [6 empty] | 4 | #N/A | #N/A | #N/A | 11 | #N/A | #N/A | #N/A | #N/A | #N/A | #N/A | #N/A | #N/A | #N/A | #N/A | #N/A | #N/A | #N/A | #N/A
FRIEDRICH |  | 17600 |  |  |  |  | 11 | [6 empty] | 4 | #N/A | #N/A | #N/A | 11 | #N/A | #N/A | #N/A | #N/A | #N/A | #N/A | #N/A | #N/A | #N/A | #N/A | #N/A | #N/A | #N/A | #N/A
FRIEDRICH |  | 17600 |  |  |  |  | 11 | [6 empty] | 4 | #N/A | #N/A | #N/A | 11 | #N/A | #N/A | #N/A | #N/A | #N/A | #N/A | #N/A | #N/A | #N/A | #N/A | #N/A | #N/A | #N/A | #N/A
COOL-LIVING |  | 17600 |  |  |  |  | 11 | [6 empty] | 4 | #N/A | #N/A | #N/A | 11 | #N/A | #N/A | #N/A | #N/A | #N/A | #N/A | #N/A | #N/A | #N/A | #N/A | #N/A | #N/A | #N/A | #N/A
ARCTIC WIND |  | 17600 |  |  |  |  | 11 | [6 empty] | 4 | #N/A | #N/A | #N/A | 11 | #N/A | #N/A | #N/A | #N/A | #N/A | #N/A | #N/A | #N/A | #N/A | #N/A | #N/A | #N/A | #N/A | #N/A
ARCTIC WIND |  | 18000 |  |  |  |  | 11 | [6 empty] | 4 | #N/A | #N/A | #N/A | 11 | #N/A | #N/A | #N/A | #N/A | #N/A | #N/A | #N/A | #N/A | #N/A | #N/A | #N/A | #N/A | #N/A | #N/A
ARCTIC WIND |  | 18000 |  |  |  |  | 11 | [6 empty] | 4 | #N/A | #N/A | #N/A | 11 | #N/A | #N/A | #N/A | #N/A | #N/A | #N/A | #N/A | #N/A | #N/A | #N/A | #N/A | #N/A | #N/A | #N/A
ARCTIC WIND |  | 18000 |  |  |  |  | 11 | [6 empty] | 4 | #N/A | #N/A | #N/A | 11 | #N/A | #N/A | #N/A | #N/A | #N/A | #N/A | #N/A | #N/A | #N/A | #N/A | #N/A | #N/A | #N/A | #N/A
ARCTIC WIND |  | 18000 |  |  |  |  | 11 | [6 empty] | 4 | #N/A | #N/A | #N/A | 11 | #N/A | #N/A | #N/A | #N/A | #N/A | #N/A | #N/A | #N/A | #N/A | #N/A | #N/A | #N/A | #N/A | #N/A
ARCTIC WIND |  | 18000 |  |  |  |  | 11 | [6 empty] | 4 | #N/A | #N/A | #N/A | 11 | #N/A | #N/A | #N/A | #N/A | #N/A | #N/A | #N/A | #N/A | #N/A | #N/A | #N/A | #N/A | #N/A | #N/A
ARCTIC WIND |  | 5100 |  |  |  |  | 11.1 | [6 empty] | 1 | 11.1 | #N/A | #N/A | #N/A | #N/A | #N/A | #N/A | #N/A | #N/A | #N/A | #N/A | #N/A | #N/A | #N/A | #N/A | #N/A | #N/A | #N/A
Coast Air |  | 6000 |  |  |  |  | 11.1 | [6 empty] | 2 | #N/A | 11.1 | #N/A | #N/A | #N/A | #N/A | #N/A | #N/A | #N/A | #N/A | #N/A | #N/A | #N/A | #N/A | #N/A | #N/A | #N/A | #N/A
Comfort Aire |  | 6000 |  |  |  |  | 11.1 | [6 empty] | 2 | #N/A | 11.1 | #N/A | #N/A | #N/A | #N/A | #N/A | #N/A | #N/A | #N/A | #N/A | #N/A | #N/A | #N/A | #N/A | #N/A | #N/A | #N/A
Coast Air |  | 6000 |  |  |  |  | 11.1 | [6 empty] | 2 | #N/A | 11.1 | #N/A | #N/A | #N/A | #N/A | #N/A | #N/A | #N/A | #N/A | #N/A | #N/A | #N/A | #N/A | #N/A | #N/A | #N/A | #N/A
Comfort Aire |  | 6000 |  |  |  |  | 11.1 | [6 empty] | 2 | #N/A | 11.1 | #N/A | #N/A | #N/A | #N/A | #N/A | #N/A | #N/A | #N/A | #N/A | #N/A | #N/A | #N/A | #N/A | #N/A | #N/A | #N/A
Perfect aire |  | 6000 |  |  |  |  | 11.1 | [6 empty] | 2 | #N/A | 11.1 | #N/A | #N/A | #N/A | #N/A | #N/A | #N/A | #N/A | #N/A | #N/A | #N/A | #N/A | #N/A | #N/A | #N/A | #N/A | #N/A
Perfect aire |  | 6000 |  |  |  |  | 11.1 | [6 empty] | 2 | #N/A | 11.1 | #N/A | #N/A | #N/A | #N/A | #N/A | #N/A | #N/A | #N/A | #N/A | #N/A | #N/A | #N/A | #N/A | #N/A | #N/A | #N/A
Midea |  | 6000 |  |  |  |  | 11.1 | [6 empty] | 2 | #N/A | 11.1 | #N/A | #N/A | #N/A | #N/A | #N/A | #N/A | #N/A | #N/A | #N/A | #N/A | #N/A | #N/A | #N/A | #N/A | #N/A | #N/A
Midea |  | 6000 |  |  |  |  | 11.1 | [6 empty] | 2 | #N/A | 11.1 | #N/A | #N/A | #N/A | #N/A | #N/A | #N/A | #N/A | #N/A | #N/A | #N/A | #N/A | #N/A | #N/A | #N/A | #N/A | #N/A
Midea |  | 6000 |  |  |  |  | 11.1 | [6 empty] | 2 | #N/A | 11.1 | #N/A | #N/A | #N/A | #N/A | #N/A | #N/A | #N/A | #N/A | #N/A | #N/A | #N/A | #N/A | #N/A | #N/A | #N/A | #N/A
Midea |  | 6000 |  |  |  |  | 11.1 | [6 empty] | 2 | #N/A | 11.1 | #N/A | #N/A | #N/A | #N/A | #N/A | #N/A | #N/A | #N/A | #N/A | #N/A | #N/A | #N/A | #N/A | #N/A | #N/A | #N/A
Midea |  | 6000 |  |  |  |  | 11.1 | [6 empty] | 2 | #N/A | 11.1 | #N/A | #N/A | #N/A | #N/A | #N/A | #N/A | #N/A | #N/A | #N/A | #N/A | #N/A | #N/A | #N/A | #N/A | #N/A | #N/A
Windmill |  | 6000 |  |  |  |  | 11.1 | [6 empty] | 2 | #N/A | 11.1 | #N/A | #N/A | #N/A | #N/A | #N/A | #N/A | #N/A | #N/A | #N/A | #N/A | #N/A | #N/A | #N/A | #N/A | #N/A | #N/A
RCA |  | 6000 |  |  |  |  | 11.1 | [6 empty] | 2 | #N/A | 11.1 | #N/A | #N/A | #N/A | #N/A | #N/A | #N/A | #N/A | #N/A | #N/A | #N/A | #N/A | #N/A | #N/A | #N/A | #N/A | #N/A
RCA |  | 8100 |  |  |  |  | 11.1 | [6 empty] | 3 | #N/A | #N/A | 11.1 | #N/A | #N/A | #N/A | #N/A | #N/A | #N/A | #N/A | #N/A | #N/A | #N/A | #N/A | #N/A | #N/A | #N/A | #N/A
RCA |  | 8100 |  |  |  |  | 11.1 | [6 empty] | 3 | #N/A | #N/A | 11.1 | #N/A | #N/A | #N/A | #N/A | #N/A | #N/A | #N/A | #N/A | #N/A | #N/A | #N/A | #N/A | #N/A | #N/A | #N/A
Montgomery Ward |  | 11600 |  |  |  |  | 11.1 | [6 empty] | 3 | #N/A | #N/A | 11.1 | #N/A | #N/A | #N/A | #N/A | #N/A | #N/A | #N/A | #N/A | #N/A | #N/A | #N/A | #N/A | #N/A | #N/A | #N/A
Montgomery Ward |  | 11600 |  |  |  |  | 11.1 | [6 empty] | 3 | #N/A | #N/A | 11.1 | #N/A | #N/A | #N/A | #N/A | #N/A | #N/A | #N/A | #N/A | #N/A | #N/A | #N/A | #N/A | #N/A | #N/A | #N/A
Montgomery Ward |  | 11600 |  |  |  |  | 11.1 | [6 empty] | 3 | #N/A | #N/A | 11.1 | #N/A | #N/A | #N/A | #N/A | #N/A | #N/A | #N/A | #N/A | #N/A | #N/A | #N/A | #N/A | #N/A | #N/A | #N/A
DREO |  | 11600 |  |  |  |  | 11.1 | [6 empty] | 3 | #N/A | #N/A | 11.1 | #N/A | #N/A | #N/A | #N/A | #N/A | #N/A | #N/A | #N/A | #N/A | #N/A | #N/A | #N/A | #N/A | #N/A | #N/A
TCL |  | 12000 |  |  |  |  | 11.1 | [6 empty] | 3 | #N/A | #N/A | 11.1 | #N/A | #N/A | #N/A | #N/A | #N/A | #N/A | #N/A | #N/A | #N/A | #N/A | #N/A | #N/A | #N/A | #N/A | #N/A
FRIEDRICH |  | 12000 |  |  |  |  | 11.1 | [6 empty] | 3 | #N/A | #N/A | 11.1 | #N/A | #N/A | #N/A | #N/A | #N/A | #N/A | #N/A | #N/A | #N/A | #N/A | #N/A | #N/A | #N/A | #N/A | #N/A
Midea |  | 12000 |  |  |  |  | 11.1 | [6 empty] | 3 | #N/A | #N/A | 11.1 | #N/A | #N/A | #N/A | #N/A | #N/A | #N/A | #N/A | #N/A | #N/A | #N/A | #N/A | #N/A | #N/A | #N/A | #N/A
Midea |  | 12000 |  |  |  |  | 11.1 | [6 empty] | 3 | #N/A | #N/A | 11.1 | #N/A | #N/A | #N/A | #N/A | #N/A | #N/A | #N/A | #N/A | #N/A | #N/A | #N/A | #N/A | #N/A | #N/A | #N/A
Midea |  | 14600 |  |  |  |  | 11.1 | [6 empty] | 4 | #N/A | #N/A | #N/A | 11.1 | #N/A | #N/A | #N/A | #N/A | #N/A | #N/A | #N/A | #N/A | #N/A | #N/A | #N/A | #N/A | #N/A | #N/A
Midea |  | 17800 |  |  |  |  | 11.1 | [6 empty] | 4 | #N/A | #N/A | #N/A | 11.1 | #N/A | #N/A | #N/A | #N/A | #N/A | #N/A | #N/A | #N/A | #N/A | #N/A | #N/A | #N/A | #N/A | #N/A
Midea |  | 18000 |  |  |  |  | 11.1 | [6 empty] | 4 | #N/A | #N/A | #N/A | 11.1 | #N/A | #N/A | #N/A | #N/A | #N/A | #N/A | #N/A | #N/A | #N/A | #N/A | #N/A | #N/A | #N/A | #N/A
Midea |  | 18000 |  |  |  |  | 11.1 | [6 empty] | 4 | #N/A | #N/A | #N/A | 11.1 | #N/A | #N/A | #N/A | #N/A | #N/A | #N/A | #N/A | #N/A | #N/A | #N/A | #N/A | #N/A | #N/A | #N/A
Midea |  | 18000 |  |  |  |  | 11.1 | [6 empty] | 4 | #N/A | #N/A | #N/A | 11.1 | #N/A | #N/A | #N/A | #N/A | #N/A | #N/A | #N/A | #N/A | #N/A | #N/A | #N/A | #N/A | #N/A | #N/A
Midea |  | 18000 |  |  |  |  | 11.1 | [6 empty] | 4 | #N/A | #N/A | #N/A | 11.1 | #N/A | #N/A | #N/A | #N/A | #N/A | #N/A | #N/A | #N/A | #N/A | #N/A | #N/A | #N/A | #N/A | #N/A
Senville |  | 18000 |  |  |  |  | 11.1 | [6 empty] | 4 | #N/A | #N/A | #N/A | 11.1 | #N/A | #N/A | #N/A | #N/A | #N/A | #N/A | #N/A | #N/A | #N/A | #N/A | #N/A | #N/A | #N/A | #N/A
RCA |  | 18100 |  |  |  |  | 11.1 | [6 empty] | 4 | #N/A | #N/A | #N/A | 11.1 | #N/A | #N/A | #N/A | #N/A | #N/A | #N/A | #N/A | #N/A | #N/A | #N/A | #N/A | #N/A | #N/A | #N/A
RCA |  | 8000 |  |  |  |  | 11.2 | [6 empty] | 3 | #N/A | #N/A | 11.2 | #N/A | #N/A | #N/A | #N/A | #N/A | #N/A | #N/A | #N/A | #N/A | #N/A | #N/A | #N/A | #N/A | #N/A | #N/A
RCA |  | 8000 |  |  |  |  | 11.2 | [6 empty] | 3 | #N/A | #N/A | 11.2 | #N/A | #N/A | #N/A | #N/A | #N/A | #N/A | #N/A | #N/A | #N/A | #N/A | #N/A | #N/A | #N/A | #N/A | #N/A
Montgomery Ward |  | 8100 |  |  |  |  | 11.2 | [6 empty] | 3 | #N/A | #N/A | 11.2 | #N/A | #N/A | #N/A | #N/A | #N/A | #N/A | #N/A | #N/A | #N/A | #N/A | #N/A | #N/A | #N/A | #N/A | #N/A
LG |  | 8100 |  |  |  |  | 11.2 | [6 empty] | 3 | #N/A | #N/A | 11.2 | #N/A | #N/A | #N/A | #N/A | #N/A | #N/A | #N/A | #N/A | #N/A | #N/A | #N/A | #N/A | #N/A | #N/A | #N/A
LG |  | 8100 |  |  |  |  | 11.2 | [6 empty] | 3 | #N/A | #N/A | 11.2 | #N/A | #N/A | #N/A | #N/A | #N/A | #N/A | #N/A | #N/A | #N/A | #N/A | #N/A | #N/A | #N/A | #N/A | #N/A
LG |  | 8200 |  |  |  |  | 11.2 | [6 empty] | 3 | #N/A | #N/A | 11.2 | #N/A | #N/A | #N/A | #N/A | #N/A | #N/A | #N/A | #N/A | #N/A | #N/A | #N/A | #N/A | #N/A | #N/A | #N/A
LG |  | 8200 |  |  |  |  | 11.2 | [6 empty] | 3 | #N/A | #N/A | 11.2 | #N/A | #N/A | #N/A | #N/A | #N/A | #N/A | #N/A | #N/A | #N/A | #N/A | #N/A | #N/A | #N/A | #N/A | #N/A
Frigidaire Gallery |  | 10300 |  |  |  |  | 11.2 | [6 empty] | 3 | #N/A | #N/A | 11.2 | #N/A | #N/A | #N/A | #N/A | #N/A | #N/A | #N/A | #N/A | #N/A | #N/A | #N/A | #N/A | #N/A | #N/A | #N/A
Frigidaire |  | 12000 |  |  |  |  | 11.2 | [6 empty] | 3 | #N/A | #N/A | 11.2 | #N/A | #N/A | #N/A | #N/A | #N/A | #N/A | #N/A | #N/A | #N/A | #N/A | #N/A | #N/A | #N/A | #N/A | #N/A
Frigidaire |  | 12000 |  |  |  |  | 11.2 | [6 empty] | 3 | #N/A | #N/A | 11.2 | #N/A | #N/A | #N/A | #N/A | #N/A | #N/A | #N/A | #N/A | #N/A | #N/A | #N/A | #N/A | #N/A | #N/A | #N/A
norpole |  | 12000 |  |  |  |  | 11.2 | [6 empty] | 3 | #N/A | #N/A | 11.2 | #N/A | #N/A | #N/A | #N/A | #N/A | #N/A | #N/A | #N/A | #N/A | #N/A | #N/A | #N/A | #N/A | #N/A | #N/A
norpole |  | 12000 |  |  |  |  | 11.2 | [6 empty] | 3 | #N/A | #N/A | 11.2 | #N/A | #N/A | #N/A | #N/A | #N/A | #N/A | #N/A | #N/A | #N/A | #N/A | #N/A | #N/A | #N/A | #N/A | #N/A
COOL-LIVING |  | 12000 |  |  |  |  | 11.2 | [6 empty] | 3 | #N/A | #N/A | 11.2 | #N/A | #N/A | #N/A | #N/A | #N/A | #N/A | #N/A | #N/A | #N/A | #N/A | #N/A | #N/A | #N/A | #N/A | #N/A
COOL-LIVING |  | 12000 |  |  |  |  | 11.2 | [6 empty] | 3 | #N/A | #N/A | 11.2 | #N/A | #N/A | #N/A | #N/A | #N/A | #N/A | #N/A | #N/A | #N/A | #N/A | #N/A | #N/A | #N/A | #N/A | #N/A
COOL-LIVING |  | 12000 |  |  |  |  | 11.2 | [6 empty] | 3 | #N/A | #N/A | 11.2 | #N/A | #N/A | #N/A | #N/A | #N/A | #N/A | #N/A | #N/A | #N/A | #N/A | #N/A | #N/A | #N/A | #N/A | #N/A
COOL-LIVING |  | 12100 |  |  |  |  | 11.2 | [6 empty] | 3 | #N/A | #N/A | 11.2 | #N/A | #N/A | #N/A | #N/A | #N/A | #N/A | #N/A | #N/A | #N/A | #N/A | #N/A | #N/A | #N/A | #N/A | #N/A
COOL-LIVING |  | 12100 |  |  |  |  | 11.2 | [6 empty] | 3 | #N/A | #N/A | 11.2 | #N/A | #N/A | #N/A | #N/A | #N/A | #N/A | #N/A | #N/A | #N/A | #N/A | #N/A | #N/A | #N/A | #N/A | #N/A
GE Profile |  | 6000 |  |  |  |  | 11.3 | [6 empty] | 2 | #N/A | 11.3 | #N/A | #N/A | #N/A | #N/A | #N/A | #N/A | #N/A | #N/A | #N/A | #N/A | #N/A | #N/A | #N/A | #N/A | #N/A | #N/A
Danby |  | 6000 |  |  |  |  | 11.3 | [6 empty] | 2 | #N/A | 11.3 | #N/A | #N/A | #N/A | #N/A | #N/A | #N/A | #N/A | #N/A | #N/A | #N/A | #N/A | #N/A | #N/A | #N/A | #N/A | #N/A
Danby |  | 6000 |  |  |  |  | 11.3 | [6 empty] | 2 | #N/A | 11.3 | #N/A | #N/A | #N/A | #N/A | #N/A | #N/A | #N/A | #N/A | #N/A | #N/A | #N/A | #N/A | #N/A | #N/A | #N/A | #N/A
Frigidaire |  | 7600 |  |  |  |  | 11.3 | [6 empty] | 2 | #N/A | 11.3 | #N/A | #N/A | #N/A | #N/A | #N/A | #N/A | #N/A | #N/A | #N/A | #N/A | #N/A | #N/A | #N/A | #N/A | #N/A | #N/A
Frigidaire |  | 7600 |  |  |  |  | 11.3 | [6 empty] | 2 | #N/A | 11.3 | #N/A | #N/A | #N/A | #N/A | #N/A | #N/A | #N/A | #N/A | #N/A | #N/A | #N/A | #N/A | #N/A | #N/A | #N/A | #N/A
Danby |  | 14000 |  |  |  |  | 11.3 | [6 empty] | 4 | #N/A | #N/A | #N/A | 11.3 | #N/A | #N/A | #N/A | #N/A | #N/A | #N/A | #N/A | #N/A | #N/A | #N/A | #N/A | #N/A | #N/A | #N/A
Danby |  | 14000 |  |  |  |  | 11.3 | [6 empty] | 4 | #N/A | #N/A | #N/A | 11.3 | #N/A | #N/A | #N/A | #N/A | #N/A | #N/A | #N/A | #N/A | #N/A | #N/A | #N/A | #N/A | #N/A | #N/A
Danby |  | 14000 |  |  |  |  | 11.3 | [6 empty] | 4 | #N/A | #N/A | #N/A | 11.3 | #N/A | #N/A | #N/A | #N/A | #N/A | #N/A | #N/A | #N/A | #N/A | #N/A | #N/A | #N/A | #N/A | #N/A
Danby |  | 14000 |  |  |  |  | 11.3 | [6 empty] | 4 | #N/A | #N/A | #N/A | 11.3 | #N/A | #N/A | #N/A | #N/A | #N/A | #N/A | #N/A | #N/A | #N/A | #N/A | #N/A | #N/A | #N/A | #N/A
Frigidaire |  | 14000 |  |  |  |  | 11.3 | [6 empty] | 4 | #N/A | #N/A | #N/A | 11.3 | #N/A | #N/A | #N/A | #N/A | #N/A | #N/A | #N/A | #N/A | #N/A | #N/A | #N/A | #N/A | #N/A | #N/A
Frigidaire |  | 14000 |  |  |  |  | 11.3 | [6 empty] | 4 | #N/A | #N/A | #N/A | 11.3 | #N/A | #N/A | #N/A | #N/A | #N/A | #N/A | #N/A | #N/A | #N/A | #N/A | #N/A | #N/A | #N/A | #N/A
Frigidaire |  | 14000 |  |  |  |  | 11.3 | [6 empty] | 4 | #N/A | #N/A | #N/A | 11.3 | #N/A | #N/A | #N/A | #N/A | #N/A | #N/A | #N/A | #N/A | #N/A | #N/A | #N/A | #N/A | #N/A | #N/A
Frigidaire |  | 14000 |  |  |  |  | 11.3 | [6 empty] | 4 | #N/A | #N/A | #N/A | 11.3 | #N/A | #N/A | #N/A | #N/A | #N/A | #N/A | #N/A | #N/A | #N/A | #N/A | #N/A | #N/A | #N/A | #N/A
Frigidaire |  | 14000 |  |  |  |  | 11.3 | [6 empty] | 4 | #N/A | #N/A | #N/A | 11.3 | #N/A | #N/A | #N/A | #N/A | #N/A | #N/A | #N/A | #N/A | #N/A | #N/A | #N/A | #N/A | #N/A | #N/A
Frigidaire |  | 14000 |  |  |  |  | 11.3 | [6 empty] | 4 | #N/A | #N/A | #N/A | 11.3 | #N/A | #N/A | #N/A | #N/A | #N/A | #N/A | #N/A | #N/A | #N/A | #N/A | #N/A | #N/A | #N/A | #N/A
GE |  | 14500 |  |  |  |  | 11.3 | [6 empty] | 4 | #N/A | #N/A | #N/A | 11.3 | #N/A | #N/A | #N/A | #N/A | #N/A | #N/A | #N/A | #N/A | #N/A | #N/A | #N/A | #N/A | #N/A | #N/A
GE |  | 14500 |  |  |  |  | 11.3 | [6 empty] | 4 | #N/A | #N/A | #N/A | 11.3 | #N/A | #N/A | #N/A | #N/A | #N/A | #N/A | #N/A | #N/A | #N/A | #N/A | #N/A | #N/A | #N/A | #N/A
GE |  | 14500 |  |  |  |  | 11.3 | [6 empty] | 4 | #N/A | #N/A | #N/A | 11.3 | #N/A | #N/A | #N/A | #N/A | #N/A | #N/A | #N/A | #N/A | #N/A | #N/A | #N/A | #N/A | #N/A | #N/A
LG |  | 14500 |  |  |  |  | 11.3 | [6 empty] | 4 | #N/A | #N/A | #N/A | 11.3 | #N/A | #N/A | #N/A | #N/A | #N/A | #N/A | #N/A | #N/A | #N/A | #N/A | #N/A | #N/A | #N/A | #N/A
LG |  | 14500 |  |  |  |  | 11.3 | [6 empty] | 4 | #N/A | #N/A | #N/A | 11.3 | #N/A | #N/A | #N/A | #N/A | #N/A | #N/A | #N/A | #N/A | #N/A | #N/A | #N/A | #N/A | #N/A | #N/A
GREE |  | 14500 |  |  |  |  | 11.3 | [6 empty] | 4 | #N/A | #N/A | #N/A | 11.3 | #N/A | #N/A | #N/A | #N/A | #N/A | #N/A | #N/A | #N/A | #N/A | #N/A | #N/A | #N/A | #N/A | #N/A
Hisense |  | 14500 |  |  |  |  | 11.3 | [6 empty] | 4 | #N/A | #N/A | #N/A | 11.3 | #N/A | #N/A | #N/A | #N/A | #N/A | #N/A | #N/A | #N/A | #N/A | #N/A | #N/A | #N/A | #N/A | #N/A
Hisense |  | 14500 |  |  |  |  | 11.3 | [6 empty] | 4 | #N/A | #N/A | #N/A | 11.3 | #N/A | #N/A | #N/A | #N/A | #N/A | #N/A | #N/A | #N/A | #N/A | #N/A | #N/A | #N/A | #N/A | #N/A
Hisense |  | 14500 |  |  |  |  | 11.3 | [6 empty] | 4 | #N/A | #N/A | #N/A | 11.3 | #N/A | #N/A | #N/A | #N/A | #N/A | #N/A | #N/A | #N/A | #N/A | #N/A | #N/A | #N/A | #N/A | #N/A
Insignia |  | 14500 |  |  |  |  | 11.3 | [6 empty] | 4 | #N/A | #N/A | #N/A | 11.3 | #N/A | #N/A | #N/A | #N/A | #N/A | #N/A | #N/A | #N/A | #N/A | #N/A | #N/A | #N/A | #N/A | #N/A
GE |  | 14500 |  |  |  |  | 11.3 | [6 empty] | 4 | #N/A | #N/A | #N/A | 11.3 | #N/A | #N/A | #N/A | #N/A | #N/A | #N/A | #N/A | #N/A | #N/A | #N/A | #N/A | #N/A | #N/A | #N/A
Montgomery Ward |  | 14500 |  |  |  |  | 11.3 | [6 empty] | 4 | #N/A | #N/A | #N/A | 11.3 | #N/A | #N/A | #N/A | #N/A | #N/A | #N/A | #N/A | #N/A | #N/A | #N/A | #N/A | #N/A | #N/A | #N/A
Montgomery Ward |  | 14600 |  |  |  |  | 11.3 | [6 empty] | 4 | #N/A | #N/A | #N/A | 11.3 | #N/A | #N/A | #N/A | #N/A | #N/A | #N/A | #N/A | #N/A | #N/A | #N/A | #N/A | #N/A | #N/A | #N/A
FRIEDRICH |  | 17600 |  |  |  |  | 11.3 | [6 empty] | 4 | #N/A | #N/A | #N/A | 11.3 | #N/A | #N/A | #N/A | #N/A | #N/A | #N/A | #N/A | #N/A | #N/A | #N/A | #N/A | #N/A | #N/A | #N/A
COOL-LIVING |  | 17900 |  |  |  |  | 11.3 | [6 empty] | 4 | #N/A | #N/A | #N/A | 11.3 | #N/A | #N/A | #N/A | #N/A | #N/A | #N/A | #N/A | #N/A | #N/A | #N/A | #N/A | #N/A | #N/A | #N/A
COOL-LIVING |  | 17900 |  |  |  |  | 11.3 | [6 empty] | 4 | #N/A | #N/A | #N/A | 11.3 | #N/A | #N/A | #N/A | #N/A | #N/A | #N/A | #N/A | #N/A | #N/A | #N/A | #N/A | #N/A | #N/A | #N/A
COOL-LIVING |  | 18000 |  |  |  |  | 11.3 | [6 empty] | 4 | #N/A | #N/A | #N/A | 11.3 | #N/A | #N/A | #N/A | #N/A | #N/A | #N/A | #N/A | #N/A | #N/A | #N/A | #N/A | #N/A | #N/A | #N/A
Whirlpool |  | 18000 |  |  |  |  | 11.3 | [6 empty] | 4 | #N/A | #N/A | #N/A | 11.3 | #N/A | #N/A | #N/A | #N/A | #N/A | #N/A | #N/A | #N/A | #N/A | #N/A | #N/A | #N/A | #N/A | #N/A
Whirlpool |  | 18000 |  |  |  |  | 11.3 | [6 empty] | 4 | #N/A | #N/A | #N/A | 11.3 | #N/A | #N/A | #N/A | #N/A | #N/A | #N/A | #N/A | #N/A | #N/A | #N/A | #N/A | #N/A | #N/A | #N/A
Whirlpool |  | 18100 |  |  |  |  | 11.3 | [6 empty] | 4 | #N/A | #N/A | #N/A | 11.3 | #N/A | #N/A | #N/A | #N/A | #N/A | #N/A | #N/A | #N/A | #N/A | #N/A | #N/A | #N/A | #N/A | #N/A
Whirlpool |  | 18200 |  |  |  |  | 11.3 | [6 empty] | 4 | #N/A | #N/A | #N/A | 11.3 | #N/A | #N/A | #N/A | #N/A | #N/A | #N/A | #N/A | #N/A | #N/A | #N/A | #N/A | #N/A | #N/A | #N/A
COOL-LIVING |  | 18200 |  |  |  |  | 11.3 | [6 empty] | 4 | #N/A | #N/A | #N/A | 11.3 | #N/A | #N/A | #N/A | #N/A | #N/A | #N/A | #N/A | #N/A | #N/A | #N/A | #N/A | #N/A | #N/A | #N/A
COOL-LIVING |  | 18200 |  |  |  |  | 11.3 | [6 empty] | 4 | #N/A | #N/A | #N/A | 11.3 | #N/A | #N/A | #N/A | #N/A | #N/A | #N/A | #N/A | #N/A | #N/A | #N/A | #N/A | #N/A | #N/A | #N/A
COOL-LIVING |  | 18200 |  |  |  |  | 11.3 | [6 empty] | 4 | #N/A | #N/A | #N/A | 11.3 | #N/A | #N/A | #N/A | #N/A | #N/A | #N/A | #N/A | #N/A | #N/A | #N/A | #N/A | #N/A | #N/A | #N/A
COOL-LIVING |  | 18200 |  |  |  |  | 11.3 | [6 empty] | 4 | #N/A | #N/A | #N/A | 11.3 | #N/A | #N/A | #N/A | #N/A | #N/A | #N/A | #N/A | #N/A | #N/A | #N/A | #N/A | #N/A | #N/A | #N/A
COOL-LIVING |  | 18300 |  |  |  |  | 11.3 | [6 empty] | 4 | #N/A | #N/A | #N/A | 11.3 | #N/A | #N/A | #N/A | #N/A | #N/A | #N/A | #N/A | #N/A | #N/A | #N/A | #N/A | #N/A | #N/A | #N/A
COOL-LIVING |  | 18300 |  |  |  |  | 11.3 | [6 empty] | 4 | #N/A | #N/A | #N/A | 11.3 | #N/A | #N/A | #N/A | #N/A | #N/A | #N/A | #N/A | #N/A | #N/A | #N/A | #N/A | #N/A | #N/A | #N/A
Danby |  | 18300 |  |  |  |  | 11.3 | [6 empty] | 4 | #N/A | #N/A | #N/A | 11.3 | #N/A | #N/A | #N/A | #N/A | #N/A | #N/A | #N/A | #N/A | #N/A | #N/A | #N/A | #N/A | #N/A | #N/A
norpole |  | 18600 |  |  |  |  | 11.3 | [6 empty] | 4 | #N/A | #N/A | #N/A | 11.3 | #N/A | #N/A | #N/A | #N/A | #N/A | #N/A | #N/A | #N/A | #N/A | #N/A | #N/A | #N/A | #N/A | #N/A
norpole |  | 18600 |  |  |  |  | 11.3 | [6 empty] | 4 | #N/A | #N/A | #N/A | 11.3 | #N/A | #N/A | #N/A | #N/A | #N/A | #N/A | #N/A | #N/A | #N/A | #N/A | #N/A | #N/A | #N/A | #N/A
Coast air |  | 18600 |  |  |  |  | 11.3 | [6 empty] | 4 | #N/A | #N/A | #N/A | 11.3 | #N/A | #N/A | #N/A | #N/A | #N/A | #N/A | #N/A | #N/A | #N/A | #N/A | #N/A | #N/A | #N/A | #N/A
Coast air |  | 18600 |  |  |  |  | 11.3 | [6 empty] | 4 | #N/A | #N/A | #N/A | 11.3 | #N/A | #N/A | #N/A | #N/A | #N/A | #N/A | #N/A | #N/A | #N/A | #N/A | #N/A | #N/A | #N/A | #N/A
Coast air |  | 18600 |  |  |  |  | 11.3 | [6 empty] | 4 | #N/A | #N/A | #N/A | 11.3 | #N/A | #N/A | #N/A | #N/A | #N/A | #N/A | #N/A | #N/A | #N/A | #N/A | #N/A | #N/A | #N/A | #N/A
COSAT AIR |  | 5800 |  |  |  |  | 11.4 | [6 empty] | 1 | 11.4 | #N/A | #N/A | #N/A | #N/A | #N/A | #N/A | #N/A | #N/A | #N/A | #N/A | #N/A | #N/A | #N/A | #N/A | #N/A | #N/A | #N/A
COSAT AIR |  | 8000 |  |  |  |  | 11.4 | [6 empty] | 3 | #N/A | #N/A | 11.4 | #N/A | #N/A | #N/A | #N/A | #N/A | #N/A | #N/A | #N/A | #N/A | #N/A | #N/A | #N/A | #N/A | #N/A | #N/A
GE |  | 8000 |  |  |  |  | 11.4 | [6 empty] | 3 | #N/A | #N/A | 11.4 | #N/A | #N/A | #N/A | #N/A | #N/A | #N/A | #N/A | #N/A | #N/A | #N/A | #N/A | #N/A | #N/A | #N/A | #N/A
GE |  | 8000 |  |  |  |  | 11.4 | [6 empty] | 3 | #N/A | #N/A | 11.4 | #N/A | #N/A | #N/A | #N/A | #N/A | #N/A | #N/A | #N/A | #N/A | #N/A | #N/A | #N/A | #N/A | #N/A | #N/A
LG |  | 8000 |  |  |  |  | 11.4 | [6 empty] | 3 | #N/A | #N/A | 11.4 | #N/A | #N/A | #N/A | #N/A | #N/A | #N/A | #N/A | #N/A | #N/A | #N/A | #N/A | #N/A | #N/A | #N/A | #N/A
GE |  | 8000 |  |  |  |  | 11.4 | [6 empty] | 3 | #N/A | #N/A | 11.4 | #N/A | #N/A | #N/A | #N/A | #N/A | #N/A | #N/A | #N/A | #N/A | #N/A | #N/A | #N/A | #N/A | #N/A | #N/A
GE |  | 8000 |  |  |  |  | 11.4 | [6 empty] | 3 | #N/A | #N/A | 11.4 | #N/A | #N/A | #N/A | #N/A | #N/A | #N/A | #N/A | #N/A | #N/A | #N/A | #N/A | #N/A | #N/A | #N/A | #N/A
Midea |  | 8000 |  |  |  |  | 11.4 | [6 empty] | 3 | #N/A | #N/A | 11.4 | #N/A | #N/A | #N/A | #N/A | #N/A | #N/A | #N/A | #N/A | #N/A | #N/A | #N/A | #N/A | #N/A | #N/A | #N/A
Midea |  | 8000 |  |  |  |  | 11.4 | [6 empty] | 3 | #N/A | #N/A | 11.4 | #N/A | #N/A | #N/A | #N/A | #N/A | #N/A | #N/A | #N/A | #N/A | #N/A | #N/A | #N/A | #N/A | #N/A | #N/A
Midea |  | 8000 |  |  |  |  | 11.4 | [6 empty] | 3 | #N/A | #N/A | 11.4 | #N/A | #N/A | #N/A | #N/A | #N/A | #N/A | #N/A | #N/A | #N/A | #N/A | #N/A | #N/A | #N/A | #N/A | #N/A
Midea |  | 8000 |  |  |  |  | 11.4 | [6 empty] | 3 | #N/A | #N/A | 11.4 | #N/A | #N/A | #N/A | #N/A | #N/A | #N/A | #N/A | #N/A | #N/A | #N/A | #N/A | #N/A | #N/A | #N/A | #N/A
Midea |  | 8000 |  |  |  |  | 11.4 | [6 empty] | 3 | #N/A | #N/A | 11.4 | #N/A | #N/A | #N/A | #N/A | #N/A | #N/A | #N/A | #N/A | #N/A | #N/A | #N/A | #N/A | #N/A | #N/A | #N/A
Midea |  | 8000 |  |  |  |  | 11.4 | [6 empty] | 3 | #N/A | #N/A | 11.4 | #N/A | #N/A | #N/A | #N/A | #N/A | #N/A | #N/A | #N/A | #N/A | #N/A | #N/A | #N/A | #N/A | #N/A | #N/A
LG |  | 8000 |  |  |  |  | 11.4 | [6 empty] | 3 | #N/A | #N/A | 11.4 | #N/A | #N/A | #N/A | #N/A | #N/A | #N/A | #N/A | #N/A | #N/A | #N/A | #N/A | #N/A | #N/A | #N/A | #N/A
Hisense |  | 8000 |  |  |  |  | 11.4 | [6 empty] | 3 | #N/A | #N/A | 11.4 | #N/A | #N/A | #N/A | #N/A | #N/A | #N/A | #N/A | #N/A | #N/A | #N/A | #N/A | #N/A | #N/A | #N/A | #N/A
FRIEDRICH |  | 8000 |  |  |  |  | 11.4 | [6 empty] | 3 | #N/A | #N/A | 11.4 | #N/A | #N/A | #N/A | #N/A | #N/A | #N/A | #N/A | #N/A | #N/A | #N/A | #N/A | #N/A | #N/A | #N/A | #N/A
COSAT AIR |  | 8000 |  |  |  |  | 11.4 | [6 empty] | 3 | #N/A | #N/A | 11.4 | #N/A | #N/A | #N/A | #N/A | #N/A | #N/A | #N/A | #N/A | #N/A | #N/A | #N/A | #N/A | #N/A | #N/A | #N/A
COSAT AIR |  | 8000 |  |  |  |  | 11.4 | [6 empty] | 3 | #N/A | #N/A | 11.4 | #N/A | #N/A | #N/A | #N/A | #N/A | #N/A | #N/A | #N/A | #N/A | #N/A | #N/A | #N/A | #N/A | #N/A | #N/A
COSAT AIR |  | 8000 |  |  |  |  | 11.4 | [6 empty] | 3 | #N/A | #N/A | 11.4 | #N/A | #N/A | #N/A | #N/A | #N/A | #N/A | #N/A | #N/A | #N/A | #N/A | #N/A | #N/A | #N/A | #N/A | #N/A
COSAT AIR |  | 8100 |  |  |  |  | 11.4 | [6 empty] | 3 | #N/A | #N/A | 11.4 | #N/A | #N/A | #N/A | #N/A | #N/A | #N/A | #N/A | #N/A | #N/A | #N/A | #N/A | #N/A | #N/A | #N/A | #N/A
COSAT AIR |  | 8100 |  |  |  |  | 11.4 | [6 empty] | 3 | #N/A | #N/A | 11.4 | #N/A | #N/A | #N/A | #N/A | #N/A | #N/A | #N/A | #N/A | #N/A | #N/A | #N/A | #N/A | #N/A | #N/A | #N/A
GE APPLIANCES |  | 8100 |  |  |  |  | 11.4 | [6 empty] | 3 | #N/A | #N/A | 11.4 | #N/A | #N/A | #N/A | #N/A | #N/A | #N/A | #N/A | #N/A | #N/A | #N/A | #N/A | #N/A | #N/A | #N/A | #N/A
GE |  | 8100 |  |  |  |  | 11.4 | [6 empty] | 3 | #N/A | #N/A | 11.4 | #N/A | #N/A | #N/A | #N/A | #N/A | #N/A | #N/A | #N/A | #N/A | #N/A | #N/A | #N/A | #N/A | #N/A | #N/A
GE |  | 8100 |  |  |  |  | 11.4 | [6 empty] | 3 | #N/A | #N/A | 11.4 | #N/A | #N/A | #N/A | #N/A | #N/A | #N/A | #N/A | #N/A | #N/A | #N/A | #N/A | #N/A | #N/A | #N/A | #N/A
GE |  | 8100 |  |  |  |  | 11.4 | [6 empty] | 3 | #N/A | #N/A | 11.4 | #N/A | #N/A | #N/A | #N/A | #N/A | #N/A | #N/A | #N/A | #N/A | #N/A | #N/A | #N/A | #N/A | #N/A | #N/A
GE |  | 8100 |  |  |  |  | 11.4 | [6 empty] | 3 | #N/A | #N/A | 11.4 | #N/A | #N/A | #N/A | #N/A | #N/A | #N/A | #N/A | #N/A | #N/A | #N/A | #N/A | #N/A | #N/A | #N/A | #N/A
GE |  | 8100 |  |  |  |  | 11.4 | [6 empty] | 3 | #N/A | #N/A | 11.4 | #N/A | #N/A | #N/A | #N/A | #N/A | #N/A | #N/A | #N/A | #N/A | #N/A | #N/A | #N/A | #N/A | #N/A | #N/A
GE |  | 8100 |  |  |  |  | 11.4 | [6 empty] | 3 | #N/A | #N/A | 11.4 | #N/A | #N/A | #N/A | #N/A | #N/A | #N/A | #N/A | #N/A | #N/A | #N/A | #N/A | #N/A | #N/A | #N/A | #N/A
GE |  | 8100 |  |  |  |  | 11.4 | [6 empty] | 3 | #N/A | #N/A | 11.4 | #N/A | #N/A | #N/A | #N/A | #N/A | #N/A | #N/A | #N/A | #N/A | #N/A | #N/A | #N/A | #N/A | #N/A | #N/A
GE |  | 8100 |  |  |  |  | 11.4 | [6 empty] | 3 | #N/A | #N/A | 11.4 | #N/A | #N/A | #N/A | #N/A | #N/A | #N/A | #N/A | #N/A | #N/A | #N/A | #N/A | #N/A | #N/A | #N/A | #N/A
Denali Aire |  | 8200 |  |  |  |  | 11.4 | [6 empty] | 3 | #N/A | #N/A | 11.4 | #N/A | #N/A | #N/A | #N/A | #N/A | #N/A | #N/A | #N/A | #N/A | #N/A | #N/A | #N/A | #N/A | #N/A | #N/A
Denali Aire |  | 8300 |  |  |  |  | 11.4 | [6 empty] | 3 | #N/A | #N/A | 11.4 | #N/A | #N/A | #N/A | #N/A | #N/A | #N/A | #N/A | #N/A | #N/A | #N/A | #N/A | #N/A | #N/A | #N/A | #N/A
Denali Aire |  | 10000 |  |  |  |  | 11.4 | [6 empty] | 3 | #N/A | #N/A | 11.4 | #N/A | #N/A | #N/A | #N/A | #N/A | #N/A | #N/A | #N/A | #N/A | #N/A | #N/A | #N/A | #N/A | #N/A | #N/A
Denali Aire |  | 10000 |  |  |  |  | 11.4 | [6 empty] | 3 | #N/A | #N/A | 11.4 | #N/A | #N/A | #N/A | #N/A | #N/A | #N/A | #N/A | #N/A | #N/A | #N/A | #N/A | #N/A | #N/A | #N/A | #N/A
Denali Aire |  | 10000 |  |  |  |  | 11.4 | [6 empty] | 3 | #N/A | #N/A | 11.4 | #N/A | #N/A | #N/A | #N/A | #N/A | #N/A | #N/A | #N/A | #N/A | #N/A | #N/A | #N/A | #N/A | #N/A | #N/A
Denali Aire |  | 10000 |  |  |  |  | 11.4 | [6 empty] | 3 | #N/A | #N/A | 11.4 | #N/A | #N/A | #N/A | #N/A | #N/A | #N/A | #N/A | #N/A | #N/A | #N/A | #N/A | #N/A | #N/A | #N/A | #N/A
Hisense |  | 10000 |  |  |  |  | 11.4 | [6 empty] | 3 | #N/A | #N/A | 11.4 | #N/A | #N/A | #N/A | #N/A | #N/A | #N/A | #N/A | #N/A | #N/A | #N/A | #N/A | #N/A | #N/A | #N/A | #N/A
Hisense |  | 10000 |  |  |  |  | 11.4 | [6 empty] | 3 | #N/A | #N/A | 11.4 | #N/A | #N/A | #N/A | #N/A | #N/A | #N/A | #N/A | #N/A | #N/A | #N/A | #N/A | #N/A | #N/A | #N/A | #N/A
Hisense |  | 10000 |  |  |  |  | 11.4 | [6 empty] | 3 | #N/A | #N/A | 11.4 | #N/A | #N/A | #N/A | #N/A | #N/A | #N/A | #N/A | #N/A | #N/A | #N/A | #N/A | #N/A | #N/A | #N/A | #N/A
Hisense |  | 10000 |  |  |  |  | 11.4 | [6 empty] | 3 | #N/A | #N/A | 11.4 | #N/A | #N/A | #N/A | #N/A | #N/A | #N/A | #N/A | #N/A | #N/A | #N/A | #N/A | #N/A | #N/A | #N/A | #N/A
Hisense |  | 10000 |  |  |  |  | 11.4 | [6 empty] | 3 | #N/A | #N/A | 11.4 | #N/A | #N/A | #N/A | #N/A | #N/A | #N/A | #N/A | #N/A | #N/A | #N/A | #N/A | #N/A | #N/A | #N/A | #N/A
GE |  | 10000 |  |  |  |  | 11.4 | [6 empty] | 3 | #N/A | #N/A | 11.4 | #N/A | #N/A | #N/A | #N/A | #N/A | #N/A | #N/A | #N/A | #N/A | #N/A | #N/A | #N/A | #N/A | #N/A | #N/A
GE |  | 10000 |  |  |  |  | 11.4 | [6 empty] | 3 | #N/A | #N/A | 11.4 | #N/A | #N/A | #N/A | #N/A | #N/A | #N/A | #N/A | #N/A | #N/A | #N/A | #N/A | #N/A | #N/A | #N/A | #N/A
GE |  | 10000 |  |  |  |  | 11.4 | [6 empty] | 3 | #N/A | #N/A | 11.4 | #N/A | #N/A | #N/A | #N/A | #N/A | #N/A | #N/A | #N/A | #N/A | #N/A | #N/A | #N/A | #N/A | #N/A | #N/A
GE |  | 10000 |  |  |  |  | 11.4 | [6 empty] | 3 | #N/A | #N/A | 11.4 | #N/A | #N/A | #N/A | #N/A | #N/A | #N/A | #N/A | #N/A | #N/A | #N/A | #N/A | #N/A | #N/A | #N/A | #N/A
FRIEDRICH |  | 10100 |  |  |  |  | 11.4 | [6 empty] | 3 | #N/A | #N/A | 11.4 | #N/A | #N/A | #N/A | #N/A | #N/A | #N/A | #N/A | #N/A | #N/A | #N/A | #N/A | #N/A | #N/A | #N/A | #N/A
FRIEDRICH |  | 10100 |  |  |  |  | 11.4 | [6 empty] | 3 | #N/A | #N/A | 11.4 | #N/A | #N/A | #N/A | #N/A | #N/A | #N/A | #N/A | #N/A | #N/A | #N/A | #N/A | #N/A | #N/A | #N/A | #N/A
GREE |  | 10100 |  |  |  |  | 11.4 | [6 empty] | 3 | #N/A | #N/A | 11.4 | #N/A | #N/A | #N/A | #N/A | #N/A | #N/A | #N/A | #N/A | #N/A | #N/A | #N/A | #N/A | #N/A | #N/A | #N/A
Seasons |  | 10100 |  |  |  |  | 11.4 | [6 empty] | 3 | #N/A | #N/A | 11.4 | #N/A | #N/A | #N/A | #N/A | #N/A | #N/A | #N/A | #N/A | #N/A | #N/A | #N/A | #N/A | #N/A | #N/A | #N/A
Seasons |  | 10100 |  |  |  |  | 11.4 | [6 empty] | 3 | #N/A | #N/A | 11.4 | #N/A | #N/A | #N/A | #N/A | #N/A | #N/A | #N/A | #N/A | #N/A | #N/A | #N/A | #N/A | #N/A | #N/A | #N/A
Seasons |  | 10100 |  |  |  |  | 11.4 | [6 empty] | 3 | #N/A | #N/A | 11.4 | #N/A | #N/A | #N/A | #N/A | #N/A | #N/A | #N/A | #N/A | #N/A | #N/A | #N/A | #N/A | #N/A | #N/A | #N/A
Seasons |  | 10100 |  |  |  |  | 11.4 | [6 empty] | 3 | #N/A | #N/A | 11.4 | #N/A | #N/A | #N/A | #N/A | #N/A | #N/A | #N/A | #N/A | #N/A | #N/A | #N/A | #N/A | #N/A | #N/A | #N/A
Seasons |  | 10100 |  |  |  |  | 11.4 | [6 empty] | 3 | #N/A | #N/A | 11.4 | #N/A | #N/A | #N/A | #N/A | #N/A | #N/A | #N/A | #N/A | #N/A | #N/A | #N/A | #N/A | #N/A | #N/A | #N/A
Seasons |  | 10100 |  |  |  |  | 11.4 | [6 empty] | 3 | #N/A | #N/A | 11.4 | #N/A | #N/A | #N/A | #N/A | #N/A | #N/A | #N/A | #N/A | #N/A | #N/A | #N/A | #N/A | #N/A | #N/A | #N/A
Seasons |  | 10100 |  |  |  |  | 11.4 | [6 empty] | 3 | #N/A | #N/A | 11.4 | #N/A | #N/A | #N/A | #N/A | #N/A | #N/A | #N/A | #N/A | #N/A | #N/A | #N/A | #N/A | #N/A | #N/A | #N/A
Seasons |  | 10100 |  |  |  |  | 11.4 | [6 empty] | 3 | #N/A | #N/A | 11.4 | #N/A | #N/A | #N/A | #N/A | #N/A | #N/A | #N/A | #N/A | #N/A | #N/A | #N/A | #N/A | #N/A | #N/A | #N/A
Seasons |  | 10100 |  |  |  |  | 11.4 | [6 empty] | 3 | #N/A | #N/A | 11.4 | #N/A | #N/A | #N/A | #N/A | #N/A | #N/A | #N/A | #N/A | #N/A | #N/A | #N/A | #N/A | #N/A | #N/A | #N/A
Seasons |  | 10100 |  |  |  |  | 11.4 | [6 empty] | 3 | #N/A | #N/A | 11.4 | #N/A | #N/A | #N/A | #N/A | #N/A | #N/A | #N/A | #N/A | #N/A | #N/A | #N/A | #N/A | #N/A | #N/A | #N/A
Professional Series |  | 10100 |  |  |  |  | 11.4 | [6 empty] | 3 | #N/A | #N/A | 11.4 | #N/A | #N/A | #N/A | #N/A | #N/A | #N/A | #N/A | #N/A | #N/A | #N/A | #N/A | #N/A | #N/A | #N/A | #N/A
Professional Series |  | 10200 |  |  |  |  | 11.4 | [6 empty] | 3 | #N/A | #N/A | 11.4 | #N/A | #N/A | #N/A | #N/A | #N/A | #N/A | #N/A | #N/A | #N/A | #N/A | #N/A | #N/A | #N/A | #N/A | #N/A
LG |  | 10200 |  |  |  |  | 11.4 | [6 empty] | 3 | #N/A | #N/A | 11.4 | #N/A | #N/A | #N/A | #N/A | #N/A | #N/A | #N/A | #N/A | #N/A | #N/A | #N/A | #N/A | #N/A | #N/A | #N/A
LG |  | 12000 |  |  |  |  | 11.4 | [6 empty] | 3 | #N/A | #N/A | 11.4 | #N/A | #N/A | #N/A | #N/A | #N/A | #N/A | #N/A | #N/A | #N/A | #N/A | #N/A | #N/A | #N/A | #N/A | #N/A
TECHVILLA |  | 12000 |  |  |  |  | 11.4 | [6 empty] | 3 | #N/A | #N/A | 11.4 | #N/A | #N/A | #N/A | #N/A | #N/A | #N/A | #N/A | #N/A | #N/A | #N/A | #N/A | #N/A | #N/A | #N/A | #N/A
EMERSON QUIET KOOL |  | 12000 |  |  |  |  | 11.4 | [6 empty] | 3 | #N/A | #N/A | 11.4 | #N/A | #N/A | #N/A | #N/A | #N/A | #N/A | #N/A | #N/A | #N/A | #N/A | #N/A | #N/A | #N/A | #N/A | #N/A
EMERSON QUIET KOOL |  | 12000 |  |  |  |  | 11.4 | [6 empty] | 3 | #N/A | #N/A | 11.4 | #N/A | #N/A | #N/A | #N/A | #N/A | #N/A | #N/A | #N/A | #N/A | #N/A | #N/A | #N/A | #N/A | #N/A | #N/A
EMERSON QUIET KOOL |  | 12000 |  |  |  |  | 11.4 | [6 empty] | 3 | #N/A | #N/A | 11.4 | #N/A | #N/A | #N/A | #N/A | #N/A | #N/A | #N/A | #N/A | #N/A | #N/A | #N/A | #N/A | #N/A | #N/A | #N/A
EMERSON QUIET KOOL |  | 12000 |  |  |  |  | 11.4 | [6 empty] | 3 | #N/A | #N/A | 11.4 | #N/A | #N/A | #N/A | #N/A | #N/A | #N/A | #N/A | #N/A | #N/A | #N/A | #N/A | #N/A | #N/A | #N/A | #N/A
EMERSON QUIET KOOL |  | 12000 |  |  |  |  | 11.4 | [6 empty] | 3 | #N/A | #N/A | 11.4 | #N/A | #N/A | #N/A | #N/A | #N/A | #N/A | #N/A | #N/A | #N/A | #N/A | #N/A | #N/A | #N/A | #N/A | #N/A
EMERSON QUIET KOOL |  | 12000 |  |  |  |  | 11.4 | [6 empty] | 3 | #N/A | #N/A | 11.4 | #N/A | #N/A | #N/A | #N/A | #N/A | #N/A | #N/A | #N/A | #N/A | #N/A | #N/A | #N/A | #N/A | #N/A | #N/A
EMERSON QUIET KOOL |  | 12000 |  |  |  |  | 11.4 | [6 empty] | 3 | #N/A | #N/A | 11.4 | #N/A | #N/A | #N/A | #N/A | #N/A | #N/A | #N/A | #N/A | #N/A | #N/A | #N/A | #N/A | #N/A | #N/A | #N/A
EMERSON QUIET KOOL |  | 12000 |  |  |  |  | 11.4 | [6 empty] | 3 | #N/A | #N/A | 11.4 | #N/A | #N/A | #N/A | #N/A | #N/A | #N/A | #N/A | #N/A | #N/A | #N/A | #N/A | #N/A | #N/A | #N/A | #N/A
EMERSON QUIET KOOL |  | 12000 |  |  |  |  | 11.4 | [6 empty] | 3 | #N/A | #N/A | 11.4 | #N/A | #N/A | #N/A | #N/A | #N/A | #N/A | #N/A | #N/A | #N/A | #N/A | #N/A | #N/A | #N/A | #N/A | #N/A
EMERSON QUIET KOOL |  | 12000 |  |  |  |  | 11.4 | [6 empty] | 3 | #N/A | #N/A | 11.4 | #N/A | #N/A | #N/A | #N/A | #N/A | #N/A | #N/A | #N/A | #N/A | #N/A | #N/A | #N/A | #N/A | #N/A | #N/A
EMERSON QUIET KOOL |  | 12000 |  |  |  |  | 11.4 | [6 empty] | 3 | #N/A | #N/A | 11.4 | #N/A | #N/A | #N/A | #N/A | #N/A | #N/A | #N/A | #N/A | #N/A | #N/A | #N/A | #N/A | #N/A | #N/A | #N/A
EMERSON QUIET KOOL |  | 12000 |  |  |  |  | 11.4 | [6 empty] | 3 | #N/A | #N/A | 11.4 | #N/A | #N/A | #N/A | #N/A | #N/A | #N/A | #N/A | #N/A | #N/A | #N/A | #N/A | #N/A | #N/A | #N/A | #N/A
EMERSON QUIET KOOL |  | 12000 |  |  |  |  | 11.4 | [6 empty] | 3 | #N/A | #N/A | 11.4 | #N/A | #N/A | #N/A | #N/A | #N/A | #N/A | #N/A | #N/A | #N/A | #N/A | #N/A | #N/A | #N/A | #N/A | #N/A
EMERSON QUIET KOOL |  | 12000 |  |  |  |  | 11.4 | [6 empty] | 3 | #N/A | #N/A | 11.4 | #N/A | #N/A | #N/A | #N/A | #N/A | #N/A | #N/A | #N/A | #N/A | #N/A | #N/A | #N/A | #N/A | #N/A | #N/A
EMERSON QUIET KOOL |  | 12000 |  |  |  |  | 11.4 | [6 empty] | 3 | #N/A | #N/A | 11.4 | #N/A | #N/A | #N/A | #N/A | #N/A | #N/A | #N/A | #N/A | #N/A | #N/A | #N/A | #N/A | #N/A | #N/A | #N/A
EMERSON QUIET KOOL |  | 12000 |  |  |  |  | 11.4 | [6 empty] | 3 | #N/A | #N/A | 11.4 | #N/A | #N/A | #N/A | #N/A | #N/A | #N/A | #N/A | #N/A | #N/A | #N/A | #N/A | #N/A | #N/A | #N/A | #N/A
LG |  | 12000 |  |  |  |  | 11.4 | [6 empty] | 3 | #N/A | #N/A | 11.4 | #N/A | #N/A | #N/A | #N/A | #N/A | #N/A | #N/A | #N/A | #N/A | #N/A | #N/A | #N/A | #N/A | #N/A | #N/A
LG |  | 12000 |  |  |  |  | 11.4 | [6 empty] | 3 | #N/A | #N/A | 11.4 | #N/A | #N/A | #N/A | #N/A | #N/A | #N/A | #N/A | #N/A | #N/A | #N/A | #N/A | #N/A | #N/A | #N/A | #N/A
Hisense |  | 12200 |  |  |  |  | 11.4 | [6 empty] | 3 | #N/A | #N/A | 11.4 | #N/A | #N/A | #N/A | #N/A | #N/A | #N/A | #N/A | #N/A | #N/A | #N/A | #N/A | #N/A | #N/A | #N/A | #N/A
Hisense |  | 12200 |  |  |  |  | 11.4 | [6 empty] | 3 | #N/A | #N/A | 11.4 | #N/A | #N/A | #N/A | #N/A | #N/A | #N/A | #N/A | #N/A | #N/A | #N/A | #N/A | #N/A | #N/A | #N/A | #N/A
Hisense |  | 12200 |  |  |  |  | 11.4 | [6 empty] | 3 | #N/A | #N/A | 11.4 | #N/A | #N/A | #N/A | #N/A | #N/A | #N/A | #N/A | #N/A | #N/A | #N/A | #N/A | #N/A | #N/A | #N/A | #N/A
Hisense |  | 12200 |  |  |  |  | 11.4 | [6 empty] | 3 | #N/A | #N/A | 11.4 | #N/A | #N/A | #N/A | #N/A | #N/A | #N/A | #N/A | #N/A | #N/A | #N/A | #N/A | #N/A | #N/A | #N/A | #N/A
Hisense |  | 12200 |  |  |  |  | 11.4 | [6 empty] | 3 | #N/A | #N/A | 11.4 | #N/A | #N/A | #N/A | #N/A | #N/A | #N/A | #N/A | #N/A | #N/A | #N/A | #N/A | #N/A | #N/A | #N/A | #N/A
Hisense |  | 12300 |  |  |  |  | 11.4 | [6 empty] | 3 | #N/A | #N/A | 11.4 | #N/A | #N/A | #N/A | #N/A | #N/A | #N/A | #N/A | #N/A | #N/A | #N/A | #N/A | #N/A | #N/A | #N/A | #N/A
Hisense |  | 12300 |  |  |  |  | 11.4 | [6 empty] | 3 | #N/A | #N/A | 11.4 | #N/A | #N/A | #N/A | #N/A | #N/A | #N/A | #N/A | #N/A | #N/A | #N/A | #N/A | #N/A | #N/A | #N/A | #N/A
Hisense |  | 12300 |  |  |  |  | 11.4 | [6 empty] | 3 | #N/A | #N/A | 11.4 | #N/A | #N/A | #N/A | #N/A | #N/A | #N/A | #N/A | #N/A | #N/A | #N/A | #N/A | #N/A | #N/A | #N/A | #N/A
Hisense |  | 12300 |  |  |  |  | 11.4 | [6 empty] | 3 | #N/A | #N/A | 11.4 | #N/A | #N/A | #N/A | #N/A | #N/A | #N/A | #N/A | #N/A | #N/A | #N/A | #N/A | #N/A | #N/A | #N/A | #N/A
Hisense |  | 12300 |  |  |  |  | 11.4 | [6 empty] | 3 | #N/A | #N/A | 11.4 | #N/A | #N/A | #N/A | #N/A | #N/A | #N/A | #N/A | #N/A | #N/A | #N/A | #N/A | #N/A | #N/A | #N/A | #N/A
Hisense |  | 12300 |  |  |  |  | 11.4 | [6 empty] | 3 | #N/A | #N/A | 11.4 | #N/A | #N/A | #N/A | #N/A | #N/A | #N/A | #N/A | #N/A | #N/A | #N/A | #N/A | #N/A | #N/A | #N/A | #N/A
Hisense |  | 12300 |  |  |  |  | 11.4 | [6 empty] | 3 | #N/A | #N/A | 11.4 | #N/A | #N/A | #N/A | #N/A | #N/A | #N/A | #N/A | #N/A | #N/A | #N/A | #N/A | #N/A | #N/A | #N/A | #N/A
Hisense |  | 18000 |  |  |  |  | 11.4 | [6 empty] | 4 | #N/A | #N/A | #N/A | 11.4 | #N/A | #N/A | #N/A | #N/A | #N/A | #N/A | #N/A | #N/A | #N/A | #N/A | #N/A | #N/A | #N/A | #N/A
Hisense |  | 6100 |  |  |  |  | 11.5 | [6 empty] | 2 | #N/A | 11.5 | #N/A | #N/A | #N/A | #N/A | #N/A | #N/A | #N/A | #N/A | #N/A | #N/A | #N/A | #N/A | #N/A | #N/A | #N/A | #N/A
Hisense |  | 6200 |  |  |  |  | 11.5 | [6 empty] | 2 | #N/A | 11.5 | #N/A | #N/A | #N/A | #N/A | #N/A | #N/A | #N/A | #N/A | #N/A | #N/A | #N/A | #N/A | #N/A | #N/A | #N/A | #N/A
HISENSE |  | 12000 |  |  |  |  | 11.6 | [6 empty] | 3 | #N/A | #N/A | 11.6 | #N/A | #N/A | #N/A | #N/A | #N/A | #N/A | #N/A | #N/A | #N/A | #N/A | #N/A | #N/A | #N/A | #N/A | #N/A
HISENSE |  | 14700 |  |  |  |  | 11.8 | [6 empty] | 4 | #N/A | #N/A | #N/A | 11.8 | #N/A | #N/A | #N/A | #N/A | #N/A | #N/A | #N/A | #N/A | #N/A | #N/A | #N/A | #N/A | #N/A | #N/A
Hisense |  | 15000 |  |  |  |  | 11.8 | [6 empty] | 4 | #N/A | #N/A | #N/A | 11.8 | #N/A | #N/A | #N/A | #N/A | #N/A | #N/A | #N/A | #N/A | #N/A | #N/A | #N/A | #N/A | #N/A | #N/A
Hisense |  | 15000 |  |  |  |  | 11.8 | [6 empty] | 4 | #N/A | #N/A | #N/A | 11.8 | #N/A | #N/A | #N/A | #N/A | #N/A | #N/A | #N/A | #N/A | #N/A | #N/A | #N/A | #N/A | #N/A | #N/A
Hisense |  | 15000 |  |  |  |  | 11.8 | [6 empty] | 4 | #N/A | #N/A | #N/A | 11.8 | #N/A | #N/A | #N/A | #N/A | #N/A | #N/A | #N/A | #N/A | #N/A | #N/A | #N/A | #N/A | #N/A | #N/A
TCL |  | 15000 |  |  |  |  | 11.8 | [6 empty] | 4 | #N/A | #N/A | #N/A | 11.8 | #N/A | #N/A | #N/A | #N/A | #N/A | #N/A | #N/A | #N/A | #N/A | #N/A | #N/A | #N/A | #N/A | #N/A
TCL |  | 15000 |  |  |  |  | 11.8 | [6 empty] | 4 | #N/A | #N/A | #N/A | 11.8 | #N/A | #N/A | #N/A | #N/A | #N/A | #N/A | #N/A | #N/A | #N/A | #N/A | #N/A | #N/A | #N/A | #N/A
TCL |  | 15000 |  |  |  |  | 11.8 | [6 empty] | 4 | #N/A | #N/A | #N/A | 11.8 | #N/A | #N/A | #N/A | #N/A | #N/A | #N/A | #N/A | #N/A | #N/A | #N/A | #N/A | #N/A | #N/A | #N/A
TCL |  | 15000 |  |  |  |  | 11.8 | [6 empty] | 4 | #N/A | #N/A | #N/A | 11.8 | #N/A | #N/A | #N/A | #N/A | #N/A | #N/A | #N/A | #N/A | #N/A | #N/A | #N/A | #N/A | #N/A | #N/A
TCL |  | 15000 |  |  |  |  | 11.8 | [6 empty] | 4 | #N/A | #N/A | #N/A | 11.8 | #N/A | #N/A | #N/A | #N/A | #N/A | #N/A | #N/A | #N/A | #N/A | #N/A | #N/A | #N/A | #N/A | #N/A
TCL |  | 15000 |  |  |  |  | 11.8 | [6 empty] | 4 | #N/A | #N/A | #N/A | 11.8 | #N/A | #N/A | #N/A | #N/A | #N/A | #N/A | #N/A | #N/A | #N/A | #N/A | #N/A | #N/A | #N/A | #N/A
TCL |  | 15000 |  |  |  |  | 11.8 | [6 empty] | 4 | #N/A | #N/A | #N/A | 11.8 | #N/A | #N/A | #N/A | #N/A | #N/A | #N/A | #N/A | #N/A | #N/A | #N/A | #N/A | #N/A | #N/A | #N/A
TCL |  | 15000 |  |  |  |  | 11.8 | [6 empty] | 4 | #N/A | #N/A | #N/A | 11.8 | #N/A | #N/A | #N/A | #N/A | #N/A | #N/A | #N/A | #N/A | #N/A | #N/A | #N/A | #N/A | #N/A | #N/A
TCL |  | 15000 |  |  |  |  | 11.8 | [6 empty] | 4 | #N/A | #N/A | #N/A | 11.8 | #N/A | #N/A | #N/A | #N/A | #N/A | #N/A | #N/A | #N/A | #N/A | #N/A | #N/A | #N/A | #N/A | #N/A
TCL |  | 15000 |  |  |  |  | 11.8 | [6 empty] | 4 | #N/A | #N/A | #N/A | 11.8 | #N/A | #N/A | #N/A | #N/A | #N/A | #N/A | #N/A | #N/A | #N/A | #N/A | #N/A | #N/A | #N/A | #N/A
TCL |  | 15000 |  |  |  |  | 11.8 | [6 empty] | 4 | #N/A | #N/A | #N/A | 11.8 | #N/A | #N/A | #N/A | #N/A | #N/A | #N/A | #N/A | #N/A | #N/A | #N/A | #N/A | #N/A | #N/A | #N/A
TCL |  | 15000 |  |  |  |  | 11.8 | [6 empty] | 4 | #N/A | #N/A | #N/A | 11.8 | #N/A | #N/A | #N/A | #N/A | #N/A | #N/A | #N/A | #N/A | #N/A | #N/A | #N/A | #N/A | #N/A | #N/A
TCL |  | 15000 |  |  |  |  | 11.8 | [6 empty] | 4 | #N/A | #N/A | #N/A | 11.8 | #N/A | #N/A | #N/A | #N/A | #N/A | #N/A | #N/A | #N/A | #N/A | #N/A | #N/A | #N/A | #N/A | #N/A
TCL |  | 15000 |  |  |  |  | 11.8 | [6 empty] | 4 | #N/A | #N/A | #N/A | 11.8 | #N/A | #N/A | #N/A | #N/A | #N/A | #N/A | #N/A | #N/A | #N/A | #N/A | #N/A | #N/A | #N/A | #N/A
ProAire |  | 15000 |  |  |  |  | 11.8 | [6 empty] | 4 | #N/A | #N/A | #N/A | 11.8 | #N/A | #N/A | #N/A | #N/A | #N/A | #N/A | #N/A | #N/A | #N/A | #N/A | #N/A | #N/A | #N/A | #N/A
ProAire |  | 15000 |  |  |  |  | 11.8 | [6 empty] | 4 | #N/A | #N/A | #N/A | 11.8 | #N/A | #N/A | #N/A | #N/A | #N/A | #N/A | #N/A | #N/A | #N/A | #N/A | #N/A | #N/A | #N/A | #N/A
HISENSE |  | 15000 |  |  |  |  | 11.8 | [6 empty] | 4 | #N/A | #N/A | #N/A | 11.8 | #N/A | #N/A | #N/A | #N/A | #N/A | #N/A | #N/A | #N/A | #N/A | #N/A | #N/A | #N/A | #N/A | #N/A
HISENSE |  | 15000 |  |  |  |  | 11.8 | [6 empty] | 4 | #N/A | #N/A | #N/A | 11.8 | #N/A | #N/A | #N/A | #N/A | #N/A | #N/A | #N/A | #N/A | #N/A | #N/A | #N/A | #N/A | #N/A | #N/A
HISENSE |  | 15000 |  |  |  |  | 11.8 | [6 empty] | 4 | #N/A | #N/A | #N/A | 11.8 | #N/A | #N/A | #N/A | #N/A | #N/A | #N/A | #N/A | #N/A | #N/A | #N/A | #N/A | #N/A | #N/A | #N/A
HISENSE |  | 15000 |  |  |  |  | 11.8 | [6 empty] | 4 | #N/A | #N/A | #N/A | 11.8 | #N/A | #N/A | #N/A | #N/A | #N/A | #N/A | #N/A | #N/A | #N/A | #N/A | #N/A | #N/A | #N/A | #N/A
HISENSE |  | 15000 |  |  |  |  | 11.8 | [6 empty] | 4 | #N/A | #N/A | #N/A | 11.8 | #N/A | #N/A | #N/A | #N/A | #N/A | #N/A | #N/A | #N/A | #N/A | #N/A | #N/A | #N/A | #N/A | #N/A
Keystone |  | 15000 |  |  |  |  | 11.8 | [6 empty] | 4 | #N/A | #N/A | #N/A | 11.8 | #N/A | #N/A | #N/A | #N/A | #N/A | #N/A | #N/A | #N/A | #N/A | #N/A | #N/A | #N/A | #N/A | #N/A
AmazonBasics |  | 15000 |  |  |  |  | 11.8 | [6 empty] | 4 | #N/A | #N/A | #N/A | 11.8 | #N/A | #N/A | #N/A | #N/A | #N/A | #N/A | #N/A | #N/A | #N/A | #N/A | #N/A | #N/A | #N/A | #N/A
AmazonBasics |  | 15000 |  |  |  |  | 11.8 | [6 empty] | 4 | #N/A | #N/A | #N/A | 11.8 | #N/A | #N/A | #N/A | #N/A | #N/A | #N/A | #N/A | #N/A | #N/A | #N/A | #N/A | #N/A | #N/A | #N/A
AmazonBasics |  | 15000 |  |  |  |  | 11.8 | [6 empty] | 4 | #N/A | #N/A | #N/A | 11.8 | #N/A | #N/A | #N/A | #N/A | #N/A | #N/A | #N/A | #N/A | #N/A | #N/A | #N/A | #N/A | #N/A | #N/A
AmazonBasics |  | 15000 |  |  |  |  | 11.8 | [6 empty] | 4 | #N/A | #N/A | #N/A | 11.8 | #N/A | #N/A | #N/A | #N/A | #N/A | #N/A | #N/A | #N/A | #N/A | #N/A | #N/A | #N/A | #N/A | #N/A
AmazonBasics |  | 15000 |  |  |  |  | 11.8 | [6 empty] | 4 | #N/A | #N/A | #N/A | 11.8 | #N/A | #N/A | #N/A | #N/A | #N/A | #N/A | #N/A | #N/A | #N/A | #N/A | #N/A | #N/A | #N/A | #N/A
Danby |  | 15000 |  |  |  |  | 11.8 | [6 empty] | 4 | #N/A | #N/A | #N/A | 11.8 | #N/A | #N/A | #N/A | #N/A | #N/A | #N/A | #N/A | #N/A | #N/A | #N/A | #N/A | #N/A | #N/A | #N/A
Danby |  | 15000 |  |  |  |  | 11.8 | [6 empty] | 4 | #N/A | #N/A | #N/A | 11.8 | #N/A | #N/A | #N/A | #N/A | #N/A | #N/A | #N/A | #N/A | #N/A | #N/A | #N/A | #N/A | #N/A | #N/A
Danby |  | 15000 |  |  |  |  | 11.8 | [6 empty] | 4 | #N/A | #N/A | #N/A | 11.8 | #N/A | #N/A | #N/A | #N/A | #N/A | #N/A | #N/A | #N/A | #N/A | #N/A | #N/A | #N/A | #N/A | #N/A
Danby |  | 15000 |  |  |  |  | 11.8 | [6 empty] | 4 | #N/A | #N/A | #N/A | 11.8 | #N/A | #N/A | #N/A | #N/A | #N/A | #N/A | #N/A | #N/A | #N/A | #N/A | #N/A | #N/A | #N/A | #N/A
Danby |  | 15000 |  |  |  |  | 11.8 | [6 empty] | 4 | #N/A | #N/A | #N/A | 11.8 | #N/A | #N/A | #N/A | #N/A | #N/A | #N/A | #N/A | #N/A | #N/A | #N/A | #N/A | #N/A | #N/A | #N/A
Danby |  | 15000 |  |  |  |  | 11.8 | [6 empty] | 4 | #N/A | #N/A | #N/A | 11.8 | #N/A | #N/A | #N/A | #N/A | #N/A | #N/A | #N/A | #N/A | #N/A | #N/A | #N/A | #N/A | #N/A | #N/A
Danby |  | 15000 |  |  |  |  | 11.8 | [6 empty] | 4 | #N/A | #N/A | #N/A | 11.8 | #N/A | #N/A | #N/A | #N/A | #N/A | #N/A | #N/A | #N/A | #N/A | #N/A | #N/A | #N/A | #N/A | #N/A
Danby |  | 15000 |  |  |  |  | 11.8 | [6 empty] | 4 | #N/A | #N/A | #N/A | 11.8 | #N/A | #N/A | #N/A | #N/A | #N/A | #N/A | #N/A | #N/A | #N/A | #N/A | #N/A | #N/A | #N/A | #N/A
Danby |  | 15000 |  |  |  |  | 11.8 | [6 empty] | 4 | #N/A | #N/A | #N/A | 11.8 | #N/A | #N/A | #N/A | #N/A | #N/A | #N/A | #N/A | #N/A | #N/A | #N/A | #N/A | #N/A | #N/A | #N/A
Danby |  | 15000 |  |  |  |  | 11.8 | [6 empty] | 4 | #N/A | #N/A | #N/A | 11.8 | #N/A | #N/A | #N/A | #N/A | #N/A | #N/A | #N/A | #N/A | #N/A | #N/A | #N/A | #N/A | #N/A | #N/A
Danby |  | 15000 |  |  |  |  | 11.8 | [6 empty] | 4 | #N/A | #N/A | #N/A | 11.8 | #N/A | #N/A | #N/A | #N/A | #N/A | #N/A | #N/A | #N/A | #N/A | #N/A | #N/A | #N/A | #N/A | #N/A
Danby |  | 15000 |  |  |  |  | 11.8 | [6 empty] | 4 | #N/A | #N/A | #N/A | 11.8 | #N/A | #N/A | #N/A | #N/A | #N/A | #N/A | #N/A | #N/A | #N/A | #N/A | #N/A | #N/A | #N/A | #N/A
Danby |  | 15000 |  |  |  |  | 11.8 | [6 empty] | 4 | #N/A | #N/A | #N/A | 11.8 | #N/A | #N/A | #N/A | #N/A | #N/A | #N/A | #N/A | #N/A | #N/A | #N/A | #N/A | #N/A | #N/A | #N/A
Danby |  | 15000 |  |  |  |  | 11.8 | [6 empty] | 4 | #N/A | #N/A | #N/A | 11.8 | #N/A | #N/A | #N/A | #N/A | #N/A | #N/A | #N/A | #N/A | #N/A | #N/A | #N/A | #N/A | #N/A | #N/A
Tesla |  | 15000 |  |  |  |  | 11.8 | [6 empty] | 4 | #N/A | #N/A | #N/A | 11.8 | #N/A | #N/A | #N/A | #N/A | #N/A | #N/A | #N/A | #N/A | #N/A | #N/A | #N/A | #N/A | #N/A | #N/A
Tesla |  | 15000 |  |  |  |  | 11.8 | [6 empty] | 4 | #N/A | #N/A | #N/A | 11.8 | #N/A | #N/A | #N/A | #N/A | #N/A | #N/A | #N/A | #N/A | #N/A | #N/A | #N/A | #N/A | #N/A | #N/A
Genuine Comfort |  | 15000 |  |  |  |  | 11.8 | [6 empty] | 4 | #N/A | #N/A | #N/A | 11.8 | #N/A | #N/A | #N/A | #N/A | #N/A | #N/A | #N/A | #N/A | #N/A | #N/A | #N/A | #N/A | #N/A | #N/A
Genuine Comfort |  | 15000 |  |  |  |  | 11.8 | [6 empty] | 4 | #N/A | #N/A | #N/A | 11.8 | #N/A | #N/A | #N/A | #N/A | #N/A | #N/A | #N/A | #N/A | #N/A | #N/A | #N/A | #N/A | #N/A | #N/A
Genuine Comfort |  | 15100 |  |  |  |  | 11.8 | [6 empty] | 4 | #N/A | #N/A | #N/A | 11.8 | #N/A | #N/A | #N/A | #N/A | #N/A | #N/A | #N/A | #N/A | #N/A | #N/A | #N/A | #N/A | #N/A | #N/A
C&H |  | 15100 |  |  |  |  | 11.8 | [6 empty] | 4 | #N/A | #N/A | #N/A | 11.8 | #N/A | #N/A | #N/A | #N/A | #N/A | #N/A | #N/A | #N/A | #N/A | #N/A | #N/A | #N/A | #N/A | #N/A
GREE |  | 15100 |  |  |  |  | 11.8 | [6 empty] | 4 | #N/A | #N/A | #N/A | 11.8 | #N/A | #N/A | #N/A | #N/A | #N/A | #N/A | #N/A | #N/A | #N/A | #N/A | #N/A | #N/A | #N/A | #N/A
BLACK&DECKER |  | 15100 |  |  |  |  | 11.8 | [6 empty] | 4 | #N/A | #N/A | #N/A | 11.8 | #N/A | #N/A | #N/A | #N/A | #N/A | #N/A | #N/A | #N/A | #N/A | #N/A | #N/A | #N/A | #N/A | #N/A
BLACK&DECKER |  | 15100 |  |  |  |  | 11.8 | [6 empty] | 4 | #N/A | #N/A | #N/A | 11.8 | #N/A | #N/A | #N/A | #N/A | #N/A | #N/A | #N/A | #N/A | #N/A | #N/A | #N/A | #N/A | #N/A | #N/A
BLACK&DECKER |  | 15100 |  |  |  |  | 11.8 | [6 empty] | 4 | #N/A | #N/A | #N/A | 11.8 | #N/A | #N/A | #N/A | #N/A | #N/A | #N/A | #N/A | #N/A | #N/A | #N/A | #N/A | #N/A | #N/A | #N/A
BLACK&DECKER |  | 15100 |  |  |  |  | 11.8 | [6 empty] | 4 | #N/A | #N/A | #N/A | 11.8 | #N/A | #N/A | #N/A | #N/A | #N/A | #N/A | #N/A | #N/A | #N/A | #N/A | #N/A | #N/A | #N/A | #N/A
BLACK&DECKER |  | 15100 |  |  |  |  | 11.8 | [6 empty] | 4 | #N/A | #N/A | #N/A | 11.8 | #N/A | #N/A | #N/A | #N/A | #N/A | #N/A | #N/A | #N/A | #N/A | #N/A | #N/A | #N/A | #N/A | #N/A
FRIEDRICH |  | 15100 |  |  |  |  | 11.8 | [6 empty] | 4 | #N/A | #N/A | #N/A | 11.8 | #N/A | #N/A | #N/A | #N/A | #N/A | #N/A | #N/A | #N/A | #N/A | #N/A | #N/A | #N/A | #N/A | #N/A
Friedrich |  | 15100 |  |  |  |  | 11.8 | [6 empty] | 4 | #N/A | #N/A | #N/A | 11.8 | #N/A | #N/A | #N/A | #N/A | #N/A | #N/A | #N/A | #N/A | #N/A | #N/A | #N/A | #N/A | #N/A | #N/A
Friedrich |  | 15100 |  |  |  |  | 11.8 | [6 empty] | 4 | #N/A | #N/A | #N/A | 11.8 | #N/A | #N/A | #N/A | #N/A | #N/A | #N/A | #N/A | #N/A | #N/A | #N/A | #N/A | #N/A | #N/A | #N/A
Friedrich |  | 15100 |  |  |  |  | 11.8 | [6 empty] | 4 | #N/A | #N/A | #N/A | 11.8 | #N/A | #N/A | #N/A | #N/A | #N/A | #N/A | #N/A | #N/A | #N/A | #N/A | #N/A | #N/A | #N/A | #N/A
Friedrich |  | 15100 |  |  |  |  | 11.8 | [6 empty] | 4 | #N/A | #N/A | #N/A | 11.8 | #N/A | #N/A | #N/A | #N/A | #N/A | #N/A | #N/A | #N/A | #N/A | #N/A | #N/A | #N/A | #N/A | #N/A
Friedrich |  | 15100 |  |  |  |  | 11.8 | [6 empty] | 4 | #N/A | #N/A | #N/A | 11.8 | #N/A | #N/A | #N/A | #N/A | #N/A | #N/A | #N/A | #N/A | #N/A | #N/A | #N/A | #N/A | #N/A | #N/A
Friedrich |  | 15100 |  |  |  |  | 11.8 | [6 empty] | 4 | #N/A | #N/A | #N/A | 11.8 | #N/A | #N/A | #N/A | #N/A | #N/A | #N/A | #N/A | #N/A | #N/A | #N/A | #N/A | #N/A | #N/A | #N/A
Friedrich |  | 15100 |  |  |  |  | 11.8 | [6 empty] | 4 | #N/A | #N/A | #N/A | 11.8 | #N/A | #N/A | #N/A | #N/A | #N/A | #N/A | #N/A | #N/A | #N/A | #N/A | #N/A | #N/A | #N/A | #N/A
Friedrich |  | 15100 |  |  |  |  | 11.8 | [6 empty] | 4 | #N/A | #N/A | #N/A | 11.8 | #N/A | #N/A | #N/A | #N/A | #N/A | #N/A | #N/A | #N/A | #N/A | #N/A | #N/A | #N/A | #N/A | #N/A
Friedrich |  | 15100 |  |  |  |  | 11.8 | [6 empty] | 4 | #N/A | #N/A | #N/A | 11.8 | #N/A | #N/A | #N/A | #N/A | #N/A | #N/A | #N/A | #N/A | #N/A | #N/A | #N/A | #N/A | #N/A | #N/A
Friedrich |  | 15100 |  |  |  |  | 11.8 | [6 empty] | 4 | #N/A | #N/A | #N/A | 11.8 | #N/A | #N/A | #N/A | #N/A | #N/A | #N/A | #N/A | #N/A | #N/A | #N/A | #N/A | #N/A | #N/A | #N/A
Friedrich |  | 15100 |  |  |  |  | 11.8 | [6 empty] | 4 | #N/A | #N/A | #N/A | 11.8 | #N/A | #N/A | #N/A | #N/A | #N/A | #N/A | #N/A | #N/A | #N/A | #N/A | #N/A | #N/A | #N/A | #N/A
Friedrich |  | 15100 |  |  |  |  | 11.8 | [6 empty] | 4 | #N/A | #N/A | #N/A | 11.8 | #N/A | #N/A | #N/A | #N/A | #N/A | #N/A | #N/A | #N/A | #N/A | #N/A | #N/A | #N/A | #N/A | #N/A
Friedrich |  | 15500 |  |  |  |  | 11.8 | [6 empty] | 4 | #N/A | #N/A | #N/A | 11.8 | #N/A | #N/A | #N/A | #N/A | #N/A | #N/A | #N/A | #N/A | #N/A | #N/A | #N/A | #N/A | #N/A | #N/A
Friedrich |  | 17600 |  |  |  |  | 11.8 | [6 empty] | 4 | #N/A | #N/A | #N/A | 11.8 | #N/A | #N/A | #N/A | #N/A | #N/A | #N/A | #N/A | #N/A | #N/A | #N/A | #N/A | #N/A | #N/A | #N/A
Friedrich |  | 17600 |  |  |  |  | 11.8 | [6 empty] | 4 | #N/A | #N/A | #N/A | 11.8 | #N/A | #N/A | #N/A | #N/A | #N/A | #N/A | #N/A | #N/A | #N/A | #N/A | #N/A | #N/A | #N/A | #N/A
Friedrich |  | 17600 |  |  |  |  | 11.8 | [6 empty] | 4 | #N/A | #N/A | #N/A | 11.8 | #N/A | #N/A | #N/A | #N/A | #N/A | #N/A | #N/A | #N/A | #N/A | #N/A | #N/A | #N/A | #N/A | #N/A
Friedrich |  | 17600 |  |  |  |  | 11.8 | [6 empty] | 4 | #N/A | #N/A | #N/A | 11.8 | #N/A | #N/A | #N/A | #N/A | #N/A | #N/A | #N/A | #N/A | #N/A | #N/A | #N/A | #N/A | #N/A | #N/A
Friedrich |  | 17600 |  |  |  |  | 11.8 | [6 empty] | 4 | #N/A | #N/A | #N/A | 11.8 | #N/A | #N/A | #N/A | #N/A | #N/A | #N/A | #N/A | #N/A | #N/A | #N/A | #N/A | #N/A | #N/A | #N/A
Friedrich |  | 17600 |  |  |  |  | 11.8 | [6 empty] | 4 | #N/A | #N/A | #N/A | 11.8 | #N/A | #N/A | #N/A | #N/A | #N/A | #N/A | #N/A | #N/A | #N/A | #N/A | #N/A | #N/A | #N/A | #N/A
LG |  | 17600 |  |  |  |  | 11.8 | [6 empty] | 4 | #N/A | #N/A | #N/A | 11.8 | #N/A | #N/A | #N/A | #N/A | #N/A | #N/A | #N/A | #N/A | #N/A | #N/A | #N/A | #N/A | #N/A | #N/A
LG |  | 17700 |  |  |  |  | 11.8 | [6 empty] | 4 | #N/A | #N/A | #N/A | 11.8 | #N/A | #N/A | #N/A | #N/A | #N/A | #N/A | #N/A | #N/A | #N/A | #N/A | #N/A | #N/A | #N/A | #N/A
Friedrich |  | 17700 |  |  |  |  | 11.8 | [6 empty] | 4 | #N/A | #N/A | #N/A | 11.8 | #N/A | #N/A | #N/A | #N/A | #N/A | #N/A | #N/A | #N/A | #N/A | #N/A | #N/A | #N/A | #N/A | #N/A
Friedrich |  | 17700 |  |  |  |  | 11.8 | [6 empty] | 4 | #N/A | #N/A | #N/A | 11.8 | #N/A | #N/A | #N/A | #N/A | #N/A | #N/A | #N/A | #N/A | #N/A | #N/A | #N/A | #N/A | #N/A | #N/A
Friedrich |  | 17700 |  |  |  |  | 11.8 | [6 empty] | 4 | #N/A | #N/A | #N/A | 11.8 | #N/A | #N/A | #N/A | #N/A | #N/A | #N/A | #N/A | #N/A | #N/A | #N/A | #N/A | #N/A | #N/A | #N/A
Friedrich |  | 17700 |  |  |  |  | 11.8 | [6 empty] | 4 | #N/A | #N/A | #N/A | 11.8 | #N/A | #N/A | #N/A | #N/A | #N/A | #N/A | #N/A | #N/A | #N/A | #N/A | #N/A | #N/A | #N/A | #N/A
Friedrich |  | 17700 |  |  |  |  | 11.8 | [6 empty] | 4 | #N/A | #N/A | #N/A | 11.8 | #N/A | #N/A | #N/A | #N/A | #N/A | #N/A | #N/A | #N/A | #N/A | #N/A | #N/A | #N/A | #N/A | #N/A
Friedrich |  | 17700 |  |  |  |  | 11.8 | [6 empty] | 4 | #N/A | #N/A | #N/A | 11.8 | #N/A | #N/A | #N/A | #N/A | #N/A | #N/A | #N/A | #N/A | #N/A | #N/A | #N/A | #N/A | #N/A | #N/A
Friedrich |  | 17700 |  |  |  |  | 11.8 | [6 empty] | 4 | #N/A | #N/A | #N/A | 11.8 | #N/A | #N/A | #N/A | #N/A | #N/A | #N/A | #N/A | #N/A | #N/A | #N/A | #N/A | #N/A | #N/A | #N/A
Kenmore Elite |  | 17700 |  |  |  |  | 11.8 | [6 empty] | 4 | #N/A | #N/A | #N/A | 11.8 | #N/A | #N/A | #N/A | #N/A | #N/A | #N/A | #N/A | #N/A | #N/A | #N/A | #N/A | #N/A | #N/A | #N/A
Kenmore Elite |  | 17700 |  |  |  |  | 11.8 | [6 empty] | 4 | #N/A | #N/A | #N/A | 11.8 | #N/A | #N/A | #N/A | #N/A | #N/A | #N/A | #N/A | #N/A | #N/A | #N/A | #N/A | #N/A | #N/A | #N/A
Kenmore Elite |  | 17700 |  |  |  |  | 11.8 | [6 empty] | 4 | #N/A | #N/A | #N/A | 11.8 | #N/A | #N/A | #N/A | #N/A | #N/A | #N/A | #N/A | #N/A | #N/A | #N/A | #N/A | #N/A | #N/A | #N/A
Kenmore Elite |  | 17700 |  |  |  |  | 11.8 | [6 empty] | 4 | #N/A | #N/A | #N/A | 11.8 | #N/A | #N/A | #N/A | #N/A | #N/A | #N/A | #N/A | #N/A | #N/A | #N/A | #N/A | #N/A | #N/A | #N/A
Kenmore Elite |  | 17700 |  |  |  |  | 11.8 | [6 empty] | 4 | #N/A | #N/A | #N/A | 11.8 | #N/A | #N/A | #N/A | #N/A | #N/A | #N/A | #N/A | #N/A | #N/A | #N/A | #N/A | #N/A | #N/A | #N/A
Kenmore Elite |  | 18000 |  |  |  |  | 11.8 | [6 empty] | 4 | #N/A | #N/A | #N/A | 11.8 | #N/A | #N/A | #N/A | #N/A | #N/A | #N/A | #N/A | #N/A | #N/A | #N/A | #N/A | #N/A | #N/A | #N/A
LG |  | 18000 |  |  |  |  | 11.8 | [6 empty] | 4 | #N/A | #N/A | #N/A | 11.8 | #N/A | #N/A | #N/A | #N/A | #N/A | #N/A | #N/A | #N/A | #N/A | #N/A | #N/A | #N/A | #N/A | #N/A
LG |  | 18000 |  |  |  |  | 11.8 | [6 empty] | 4 | #N/A | #N/A | #N/A | 11.8 | #N/A | #N/A | #N/A | #N/A | #N/A | #N/A | #N/A | #N/A | #N/A | #N/A | #N/A | #N/A | #N/A | #N/A
LG |  | 18000 |  |  |  |  | 11.8 | [6 empty] | 4 | #N/A | #N/A | #N/A | 11.8 | #N/A | #N/A | #N/A | #N/A | #N/A | #N/A | #N/A | #N/A | #N/A | #N/A | #N/A | #N/A | #N/A | #N/A
LG |  | 18000 |  |  |  |  | 11.8 | [6 empty] | 4 | #N/A | #N/A | #N/A | 11.8 | #N/A | #N/A | #N/A | #N/A | #N/A | #N/A | #N/A | #N/A | #N/A | #N/A | #N/A | #N/A | #N/A | #N/A
LG |  | 18000 |  |  |  |  | 11.8 | [6 empty] | 4 | #N/A | #N/A | #N/A | 11.8 | #N/A | #N/A | #N/A | #N/A | #N/A | #N/A | #N/A | #N/A | #N/A | #N/A | #N/A | #N/A | #N/A | #N/A
LG |  | 18000 |  |  |  |  | 11.8 | [6 empty] | 4 | #N/A | #N/A | #N/A | 11.8 | #N/A | #N/A | #N/A | #N/A | #N/A | #N/A | #N/A | #N/A | #N/A | #N/A | #N/A | #N/A | #N/A | #N/A
LG |  | 18000 |  |  |  |  | 11.8 | [6 empty] | 4 | #N/A | #N/A | #N/A | 11.8 | #N/A | #N/A | #N/A | #N/A | #N/A | #N/A | #N/A | #N/A | #N/A | #N/A | #N/A | #N/A | #N/A | #N/A
LG Electronics USA, Inc. |  | 18000 |  |  |  |  | 11.8 | [6 empty] | 4 | #N/A | #N/A | #N/A | 11.8 | #N/A | #N/A | #N/A | #N/A | #N/A | #N/A | #N/A | #N/A | #N/A | #N/A | #N/A | #N/A | #N/A | #N/A
LG |  | 18000 |  |  |  |  | 11.8 | [6 empty] | 4 | #N/A | #N/A | #N/A | 11.8 | #N/A | #N/A | #N/A | #N/A | #N/A | #N/A | #N/A | #N/A | #N/A | #N/A | #N/A | #N/A | #N/A | #N/A
LG |  | 18000 |  |  |  |  | 11.8 | [6 empty] | 4 | #N/A | #N/A | #N/A | 11.8 | #N/A | #N/A | #N/A | #N/A | #N/A | #N/A | #N/A | #N/A | #N/A | #N/A | #N/A | #N/A | #N/A | #N/A
LG Electronics USA, Inc. |  | 18000 |  |  |  |  | 11.8 | [6 empty] | 4 | #N/A | #N/A | #N/A | 11.8 | #N/A | #N/A | #N/A | #N/A | #N/A | #N/A | #N/A | #N/A | #N/A | #N/A | #N/A | #N/A | #N/A | #N/A
LG |  | 18000 |  |  |  |  | 11.8 | [6 empty] | 4 | #N/A | #N/A | #N/A | 11.8 | #N/A | #N/A | #N/A | #N/A | #N/A | #N/A | #N/A | #N/A | #N/A | #N/A | #N/A | #N/A | #N/A | #N/A
LG |  | 18000 |  |  |  |  | 11.8 | [6 empty] | 4 | #N/A | #N/A | #N/A | 11.8 | #N/A | #N/A | #N/A | #N/A | #N/A | #N/A | #N/A | #N/A | #N/A | #N/A | #N/A | #N/A | #N/A | #N/A
LG |  | 18000 |  |  |  |  | 11.8 | [6 empty] | 4 | #N/A | #N/A | #N/A | 11.8 | #N/A | #N/A | #N/A | #N/A | #N/A | #N/A | #N/A | #N/A | #N/A | #N/A | #N/A | #N/A | #N/A | #N/A
LG |  | 18000 |  |  |  |  | 11.8 | [6 empty] | 4 | #N/A | #N/A | #N/A | 11.8 | #N/A | #N/A | #N/A | #N/A | #N/A | #N/A | #N/A | #N/A | #N/A | #N/A | #N/A | #N/A | #N/A | #N/A
LG |  | 18000 |  |  |  |  | 11.8 | [6 empty] | 4 | #N/A | #N/A | #N/A | 11.8 | #N/A | #N/A | #N/A | #N/A | #N/A | #N/A | #N/A | #N/A | #N/A | #N/A | #N/A | #N/A | #N/A | #N/A
LG |  | 18000 |  |  |  |  | 11.8 | [6 empty] | 4 | #N/A | #N/A | #N/A | 11.8 | #N/A | #N/A | #N/A | #N/A | #N/A | #N/A | #N/A | #N/A | #N/A | #N/A | #N/A | #N/A | #N/A | #N/A
LG |  | 18000 |  |  |  |  | 11.8 | [6 empty] | 4 | #N/A | #N/A | #N/A | 11.8 | #N/A | #N/A | #N/A | #N/A | #N/A | #N/A | #N/A | #N/A | #N/A | #N/A | #N/A | #N/A | #N/A | #N/A
LG |  | 18000 |  |  |  |  | 11.8 | [6 empty] | 4 | #N/A | #N/A | #N/A | 11.8 | #N/A | #N/A | #N/A | #N/A | #N/A | #N/A | #N/A | #N/A | #N/A | #N/A | #N/A | #N/A | #N/A | #N/A
LG |  | 18000 |  |  |  |  | 11.8 | [6 empty] | 4 | #N/A | #N/A | #N/A | 11.8 | #N/A | #N/A | #N/A | #N/A | #N/A | #N/A | #N/A | #N/A | #N/A | #N/A | #N/A | #N/A | #N/A | #N/A
LG |  | 18000 |  |  |  |  | 11.8 | [6 empty] | 4 | #N/A | #N/A | #N/A | 11.8 | #N/A | #N/A | #N/A | #N/A | #N/A | #N/A | #N/A | #N/A | #N/A | #N/A | #N/A | #N/A | #N/A | #N/A
LG |  | 18000 |  |  |  |  | 11.8 | [6 empty] | 4 | #N/A | #N/A | #N/A | 11.8 | #N/A | #N/A | #N/A | #N/A | #N/A | #N/A | #N/A | #N/A | #N/A | #N/A | #N/A | #N/A | #N/A | #N/A
LG |  | 18000 |  |  |  |  | 11.8 | [6 empty] | 4 | #N/A | #N/A | #N/A | 11.8 | #N/A | #N/A | #N/A | #N/A | #N/A | #N/A | #N/A | #N/A | #N/A | #N/A | #N/A | #N/A | #N/A | #N/A
Friedrich |  | 18000 |  |  |  |  | 11.8 | [6 empty] | 4 | #N/A | #N/A | #N/A | 11.8 | #N/A | #N/A | #N/A | #N/A | #N/A | #N/A | #N/A | #N/A | #N/A | #N/A | #N/A | #N/A | #N/A | #N/A
Friedrich |  | 18000 |  |  |  |  | 11.8 | [6 empty] | 4 | #N/A | #N/A | #N/A | 11.8 | #N/A | #N/A | #N/A | #N/A | #N/A | #N/A | #N/A | #N/A | #N/A | #N/A | #N/A | #N/A | #N/A | #N/A
Friedrich |  | 18000 |  |  |  |  | 11.8 | [6 empty] | 4 | #N/A | #N/A | #N/A | 11.8 | #N/A | #N/A | #N/A | #N/A | #N/A | #N/A | #N/A | #N/A | #N/A | #N/A | #N/A | #N/A | #N/A | #N/A
Friedrich |  | 18000 |  |  |  |  | 11.8 | [6 empty] | 4 | #N/A | #N/A | #N/A | 11.8 | #N/A | #N/A | #N/A | #N/A | #N/A | #N/A | #N/A | #N/A | #N/A | #N/A | #N/A | #N/A | #N/A | #N/A
Friedrich |  | 18000 |  |  |  |  | 11.8 | [6 empty] | 4 | #N/A | #N/A | #N/A | 11.8 | #N/A | #N/A | #N/A | #N/A | #N/A | #N/A | #N/A | #N/A | #N/A | #N/A | #N/A | #N/A | #N/A | #N/A
Friedrich |  | 18000 |  |  |  |  | 11.8 | [6 empty] | 4 | #N/A | #N/A | #N/A | 11.8 | #N/A | #N/A | #N/A | #N/A | #N/A | #N/A | #N/A | #N/A | #N/A | #N/A | #N/A | #N/A | #N/A | #N/A
Friedrich |  | 18000 |  |  |  |  | 11.8 | [6 empty] | 4 | #N/A | #N/A | #N/A | 11.8 | #N/A | #N/A | #N/A | #N/A | #N/A | #N/A | #N/A | #N/A | #N/A | #N/A | #N/A | #N/A | #N/A | #N/A
LG |  | 18000 |  |  |  |  | 11.8 | [6 empty] | 4 | #N/A | #N/A | #N/A | 11.8 | #N/A | #N/A | #N/A | #N/A | #N/A | #N/A | #N/A | #N/A | #N/A | #N/A | #N/A | #N/A | #N/A | #N/A
LG |  | 18000 |  |  |  |  | 11.8 | [6 empty] | 4 | #N/A | #N/A | #N/A | 11.8 | #N/A | #N/A | #N/A | #N/A | #N/A | #N/A | #N/A | #N/A | #N/A | #N/A | #N/A | #N/A | #N/A | #N/A
LG |  | 18000 |  |  |  |  | 11.8 | [6 empty] | 4 | #N/A | #N/A | #N/A | 11.8 | #N/A | #N/A | #N/A | #N/A | #N/A | #N/A | #N/A | #N/A | #N/A | #N/A | #N/A | #N/A | #N/A | #N/A
LG |  | 18000 |  |  |  |  | 11.8 | [6 empty] | 4 | #N/A | #N/A | #N/A | 11.8 | #N/A | #N/A | #N/A | #N/A | #N/A | #N/A | #N/A | #N/A | #N/A | #N/A | #N/A | #N/A | #N/A | #N/A
LG |  | 18000 |  |  |  |  | 11.8 | [6 empty] | 4 | #N/A | #N/A | #N/A | 11.8 | #N/A | #N/A | #N/A | #N/A | #N/A | #N/A | #N/A | #N/A | #N/A | #N/A | #N/A | #N/A | #N/A | #N/A
LG |  | 18000 |  |  |  |  | 11.8 | [6 empty] | 4 | #N/A | #N/A | #N/A | 11.8 | #N/A | #N/A | #N/A | #N/A | #N/A | #N/A | #N/A | #N/A | #N/A | #N/A | #N/A | #N/A | #N/A | #N/A
LG |  | 18000 |  |  |  |  | 11.8 | [6 empty] | 4 | #N/A | #N/A | #N/A | 11.8 | #N/A | #N/A | #N/A | #N/A | #N/A | #N/A | #N/A | #N/A | #N/A | #N/A | #N/A | #N/A | #N/A | #N/A
LG |  | 18000 |  |  |  |  | 11.8 | [6 empty] | 4 | #N/A | #N/A | #N/A | 11.8 | #N/A | #N/A | #N/A | #N/A | #N/A | #N/A | #N/A | #N/A | #N/A | #N/A | #N/A | #N/A | #N/A | #N/A
LG |  | 18000 |  |  |  |  | 11.8 | [6 empty] | 4 | #N/A | #N/A | #N/A | 11.8 | #N/A | #N/A | #N/A | #N/A | #N/A | #N/A | #N/A | #N/A | #N/A | #N/A | #N/A | #N/A | #N/A | #N/A
LG |  | 18000 |  |  |  |  | 11.8 | [6 empty] | 4 | #N/A | #N/A | #N/A | 11.8 | #N/A | #N/A | #N/A | #N/A | #N/A | #N/A | #N/A | #N/A | #N/A | #N/A | #N/A | #N/A | #N/A | #N/A
LG |  | 18000 |  |  |  |  | 11.8 | [6 empty] | 4 | #N/A | #N/A | #N/A | 11.8 | #N/A | #N/A | #N/A | #N/A | #N/A | #N/A | #N/A | #N/A | #N/A | #N/A | #N/A | #N/A | #N/A | #N/A
LG |  | 18000 |  |  |  |  | 11.8 | [6 empty] | 4 | #N/A | #N/A | #N/A | 11.8 | #N/A | #N/A | #N/A | #N/A | #N/A | #N/A | #N/A | #N/A | #N/A | #N/A | #N/A | #N/A | #N/A | #N/A
LG |  | 18000 |  |  |  |  | 11.8 | [6 empty] | 4 | #N/A | #N/A | #N/A | 11.8 | #N/A | #N/A | #N/A | #N/A | #N/A | #N/A | #N/A | #N/A | #N/A | #N/A | #N/A | #N/A | #N/A | #N/A
LG |  | 18000 |  |  |  |  | 11.8 | [6 empty] | 4 | #N/A | #N/A | #N/A | 11.8 | #N/A | #N/A | #N/A | #N/A | #N/A | #N/A | #N/A | #N/A | #N/A | #N/A | #N/A | #N/A | #N/A | #N/A
LG |  | 18000 |  |  |  |  | 11.8 | [6 empty] | 4 | #N/A | #N/A | #N/A | 11.8 | #N/A | #N/A | #N/A | #N/A | #N/A | #N/A | #N/A | #N/A | #N/A | #N/A | #N/A | #N/A | #N/A | #N/A
LG |  | 18000 |  |  |  |  | 11.8 | [6 empty] | 4 | #N/A | #N/A | #N/A | 11.8 | #N/A | #N/A | #N/A | #N/A | #N/A | #N/A | #N/A | #N/A | #N/A | #N/A | #N/A | #N/A | #N/A | #N/A
GE |  | 18000 |  |  |  |  | 11.8 | [6 empty] | 4 | #N/A | #N/A | #N/A | 11.8 | #N/A | #N/A | #N/A | #N/A | #N/A | #N/A | #N/A | #N/A | #N/A | #N/A | #N/A | #N/A | #N/A | #N/A
GE |  | 18000 |  |  |  |  | 11.8 | [6 empty] | 4 | #N/A | #N/A | #N/A | 11.8 | #N/A | #N/A | #N/A | #N/A | #N/A | #N/A | #N/A | #N/A | #N/A | #N/A | #N/A | #N/A | #N/A | #N/A
GE |  | 18000 |  |  |  |  | 11.8 | [6 empty] | 4 | #N/A | #N/A | #N/A | 11.8 | #N/A | #N/A | #N/A | #N/A | #N/A | #N/A | #N/A | #N/A | #N/A | #N/A | #N/A | #N/A | #N/A | #N/A
GE |  | 18100 |  |  |  |  | 11.8 | [6 empty] | 4 | #N/A | #N/A | #N/A | 11.8 | #N/A | #N/A | #N/A | #N/A | #N/A | #N/A | #N/A | #N/A | #N/A | #N/A | #N/A | #N/A | #N/A | #N/A
Haier |  | 18200 |  |  |  |  | 11.8 | [6 empty] | 4 | #N/A | #N/A | #N/A | 11.8 | #N/A | #N/A | #N/A | #N/A | #N/A | #N/A | #N/A | #N/A | #N/A | #N/A | #N/A | #N/A | #N/A | #N/A
Haier |  | 18400 |  |  |  |  | 11.8 | [6 empty] | 4 | #N/A | #N/A | #N/A | 11.8 | #N/A | #N/A | #N/A | #N/A | #N/A | #N/A | #N/A | #N/A | #N/A | #N/A | #N/A | #N/A | #N/A | #N/A
Haier |  | 19000 |  |  |  |  | 11.8 | [6 empty] | 4 | #N/A | #N/A | #N/A | 11.8 | #N/A | #N/A | #N/A | #N/A | #N/A | #N/A | #N/A | #N/A | #N/A | #N/A | #N/A | #N/A | #N/A | #N/A
Haier |  | 19000 |  |  |  |  | 11.8 | [6 empty] | 4 | #N/A | #N/A | #N/A | 11.8 | #N/A | #N/A | #N/A | #N/A | #N/A | #N/A | #N/A | #N/A | #N/A | #N/A | #N/A | #N/A | #N/A | #N/A
Haier |  | 8000 |  |  |  |  | 12 | [6 empty] | 3 | #N/A | #N/A | 12 | #N/A | #N/A | #N/A | #N/A | #N/A | #N/A | #N/A | #N/A | #N/A | #N/A | #N/A | #N/A | #N/A | #N/A | #N/A
Haier |  | 8000 |  |  |  |  | 12 | [6 empty] | 3 | #N/A | #N/A | 12 | #N/A | #N/A | #N/A | #N/A | #N/A | #N/A | #N/A | #N/A | #N/A | #N/A | #N/A | #N/A | #N/A | #N/A | #N/A
GE |  | 8000 |  |  |  |  | 12 | [6 empty] | 3 | #N/A | #N/A | 12 | #N/A | #N/A | #N/A | #N/A | #N/A | #N/A | #N/A | #N/A | #N/A | #N/A | #N/A | #N/A | #N/A | #N/A | #N/A
GE |  | 8000 |  |  |  |  | 12 | [6 empty] | 3 | #N/A | #N/A | 12 | #N/A | #N/A | #N/A | #N/A | #N/A | #N/A | #N/A | #N/A | #N/A | #N/A | #N/A | #N/A | #N/A | #N/A | #N/A
Haier |  | 8000 |  |  |  |  | 12 | [6 empty] | 3 | #N/A | #N/A | 12 | #N/A | #N/A | #N/A | #N/A | #N/A | #N/A | #N/A | #N/A | #N/A | #N/A | #N/A | #N/A | #N/A | #N/A | #N/A
Haier |  | 8000 |  |  |  |  | 12 | [6 empty] | 3 | #N/A | #N/A | 12 | #N/A | #N/A | #N/A | #N/A | #N/A | #N/A | #N/A | #N/A | #N/A | #N/A | #N/A | #N/A | #N/A | #N/A | #N/A
Haier |  | 8000 |  |  |  |  | 12 | [6 empty] | 3 | #N/A | #N/A | 12 | #N/A | #N/A | #N/A | #N/A | #N/A | #N/A | #N/A | #N/A | #N/A | #N/A | #N/A | #N/A | #N/A | #N/A | #N/A
GE |  | 8000 |  |  |  |  | 12 | [6 empty] | 3 | #N/A | #N/A | 12 | #N/A | #N/A | #N/A | #N/A | #N/A | #N/A | #N/A | #N/A | #N/A | #N/A | #N/A | #N/A | #N/A | #N/A | #N/A
GE |  | 8000 |  |  |  |  | 12 | [6 empty] | 3 | #N/A | #N/A | 12 | #N/A | #N/A | #N/A | #N/A | #N/A | #N/A | #N/A | #N/A | #N/A | #N/A | #N/A | #N/A | #N/A | #N/A | #N/A
Haier |  | 8000 |  |  |  |  | 12 | [6 empty] | 3 | #N/A | #N/A | 12 | #N/A | #N/A | #N/A | #N/A | #N/A | #N/A | #N/A | #N/A | #N/A | #N/A | #N/A | #N/A | #N/A | #N/A | #N/A
Haier |  | 8000 |  |  |  |  | 12 | [6 empty] | 3 | #N/A | #N/A | 12 | #N/A | #N/A | #N/A | #N/A | #N/A | #N/A | #N/A | #N/A | #N/A | #N/A | #N/A | #N/A | #N/A | #N/A | #N/A
GE |  | 8000 |  |  |  |  | 12 | [6 empty] | 3 | #N/A | #N/A | 12 | #N/A | #N/A | #N/A | #N/A | #N/A | #N/A | #N/A | #N/A | #N/A | #N/A | #N/A | #N/A | #N/A | #N/A | #N/A
GE |  | 8000 |  |  |  |  | 12 | [6 empty] | 3 | #N/A | #N/A | 12 | #N/A | #N/A | #N/A | #N/A | #N/A | #N/A | #N/A | #N/A | #N/A | #N/A | #N/A | #N/A | #N/A | #N/A | #N/A
GE |  | 8000 |  |  |  |  | 12 | [6 empty] | 3 | #N/A | #N/A | 12 | #N/A | #N/A | #N/A | #N/A | #N/A | #N/A | #N/A | #N/A | #N/A | #N/A | #N/A | #N/A | #N/A | #N/A | #N/A
GE |  | 8000 |  |  |  |  | 12 | [6 empty] | 3 | #N/A | #N/A | 12 | #N/A | #N/A | #N/A | #N/A | #N/A | #N/A | #N/A | #N/A | #N/A | #N/A | #N/A | #N/A | #N/A | #N/A | #N/A
GE |  | 8000 |  |  |  |  | 12 | [6 empty] | 3 | #N/A | #N/A | 12 | #N/A | #N/A | #N/A | #N/A | #N/A | #N/A | #N/A | #N/A | #N/A | #N/A | #N/A | #N/A | #N/A | #N/A | #N/A
GE |  | 8000 |  |  |  |  | 12 | [6 empty] | 3 | #N/A | #N/A | 12 | #N/A | #N/A | #N/A | #N/A | #N/A | #N/A | #N/A | #N/A | #N/A | #N/A | #N/A | #N/A | #N/A | #N/A | #N/A
GE |  | 8000 |  |  |  |  | 12 | [6 empty] | 3 | #N/A | #N/A | 12 | #N/A | #N/A | #N/A | #N/A | #N/A | #N/A | #N/A | #N/A | #N/A | #N/A | #N/A | #N/A | #N/A | #N/A | #N/A
GE |  | 8000 |  |  |  |  | 12 | [6 empty] | 3 | #N/A | #N/A | 12 | #N/A | #N/A | #N/A | #N/A | #N/A | #N/A | #N/A | #N/A | #N/A | #N/A | #N/A | #N/A | #N/A | #N/A | #N/A
GE |  | 8000 |  |  |  |  | 12 | [6 empty] | 3 | #N/A | #N/A | 12 | #N/A | #N/A | #N/A | #N/A | #N/A | #N/A | #N/A | #N/A | #N/A | #N/A | #N/A | #N/A | #N/A | #N/A | #N/A
GE |  | 8000 |  |  |  |  | 12 | [6 empty] | 3 | #N/A | #N/A | 12 | #N/A | #N/A | #N/A | #N/A | #N/A | #N/A | #N/A | #N/A | #N/A | #N/A | #N/A | #N/A | #N/A | #N/A | #N/A
GE |  | 8000 |  |  |  |  | 12 | [6 empty] | 3 | #N/A | #N/A | 12 | #N/A | #N/A | #N/A | #N/A | #N/A | #N/A | #N/A | #N/A | #N/A | #N/A | #N/A | #N/A | #N/A | #N/A | #N/A
GE |  | 8000 |  |  |  |  | 12 | [6 empty] | 3 | #N/A | #N/A | 12 | #N/A | #N/A | #N/A | #N/A | #N/A | #N/A | #N/A | #N/A | #N/A | #N/A | #N/A | #N/A | #N/A | #N/A | #N/A
GE |  | 8000 |  |  |  |  | 12 | [6 empty] | 3 | #N/A | #N/A | 12 | #N/A | #N/A | #N/A | #N/A | #N/A | #N/A | #N/A | #N/A | #N/A | #N/A | #N/A | #N/A | #N/A | #N/A | #N/A
GE |  | 8000 |  |  |  |  | 12 | [6 empty] | 3 | #N/A | #N/A | 12 | #N/A | #N/A | #N/A | #N/A | #N/A | #N/A | #N/A | #N/A | #N/A | #N/A | #N/A | #N/A | #N/A | #N/A | #N/A
GE |  | 8000 |  |  |  |  | 12 | [6 empty] | 3 | #N/A | #N/A | 12 | #N/A | #N/A | #N/A | #N/A | #N/A | #N/A | #N/A | #N/A | #N/A | #N/A | #N/A | #N/A | #N/A | #N/A | #N/A
GE |  | 8000 |  |  |  |  | 12 | [6 empty] | 3 | #N/A | #N/A | 12 | #N/A | #N/A | #N/A | #N/A | #N/A | #N/A | #N/A | #N/A | #N/A | #N/A | #N/A | #N/A | #N/A | #N/A | #N/A
GE |  | 8000 |  |  |  |  | 12 | [6 empty] | 3 | #N/A | #N/A | 12 | #N/A | #N/A | #N/A | #N/A | #N/A | #N/A | #N/A | #N/A | #N/A | #N/A | #N/A | #N/A | #N/A | #N/A | #N/A
GE |  | 8000 |  |  |  |  | 12 | [6 empty] | 3 | #N/A | #N/A | 12 | #N/A | #N/A | #N/A | #N/A | #N/A | #N/A | #N/A | #N/A | #N/A | #N/A | #N/A | #N/A | #N/A | #N/A | #N/A
GE |  | 8000 |  |  |  |  | 12 | [6 empty] | 3 | #N/A | #N/A | 12 | #N/A | #N/A | #N/A | #N/A | #N/A | #N/A | #N/A | #N/A | #N/A | #N/A | #N/A | #N/A | #N/A | #N/A | #N/A
GE |  | 8000 |  |  |  |  | 12 | [6 empty] | 3 | #N/A | #N/A | 12 | #N/A | #N/A | #N/A | #N/A | #N/A | #N/A | #N/A | #N/A | #N/A | #N/A | #N/A | #N/A | #N/A | #N/A | #N/A
GE |  | 8000 |  |  |  |  | 12 | [6 empty] | 3 | #N/A | #N/A | 12 | #N/A | #N/A | #N/A | #N/A | #N/A | #N/A | #N/A | #N/A | #N/A | #N/A | #N/A | #N/A | #N/A | #N/A | #N/A
GE |  | 8000 |  |  |  |  | 12 | [6 empty] | 3 | #N/A | #N/A | 12 | #N/A | #N/A | #N/A | #N/A | #N/A | #N/A | #N/A | #N/A | #N/A | #N/A | #N/A | #N/A | #N/A | #N/A | #N/A
GE |  | 8000 |  |  |  |  | 12 | [6 empty] | 3 | #N/A | #N/A | 12 | #N/A | #N/A | #N/A | #N/A | #N/A | #N/A | #N/A | #N/A | #N/A | #N/A | #N/A | #N/A | #N/A | #N/A | #N/A
GE |  | 8000 |  |  |  |  | 12 | [6 empty] | 3 | #N/A | #N/A | 12 | #N/A | #N/A | #N/A | #N/A | #N/A | #N/A | #N/A | #N/A | #N/A | #N/A | #N/A | #N/A | #N/A | #N/A | #N/A
GE |  | 8000 |  |  |  |  | 12 | [6 empty] | 3 | #N/A | #N/A | 12 | #N/A | #N/A | #N/A | #N/A | #N/A | #N/A | #N/A | #N/A | #N/A | #N/A | #N/A | #N/A | #N/A | #N/A | #N/A
GE |  | 8000 |  |  |  |  | 12 | [6 empty] | 3 | #N/A | #N/A | 12 | #N/A | #N/A | #N/A | #N/A | #N/A | #N/A | #N/A | #N/A | #N/A | #N/A | #N/A | #N/A | #N/A | #N/A | #N/A
GE |  | 8000 |  |  |  |  | 12 | [6 empty] | 3 | #N/A | #N/A | 12 | #N/A | #N/A | #N/A | #N/A | #N/A | #N/A | #N/A | #N/A | #N/A | #N/A | #N/A | #N/A | #N/A | #N/A | #N/A
GE |  | 8000 |  |  |  |  | 12 | [6 empty] | 3 | #N/A | #N/A | 12 | #N/A | #N/A | #N/A | #N/A | #N/A | #N/A | #N/A | #N/A | #N/A | #N/A | #N/A | #N/A | #N/A | #N/A | #N/A
GE |  | 8000 |  |  |  |  | 12 | [6 empty] | 3 | #N/A | #N/A | 12 | #N/A | #N/A | #N/A | #N/A | #N/A | #N/A | #N/A | #N/A | #N/A | #N/A | #N/A | #N/A | #N/A | #N/A | #N/A
GE |  | 8000 |  |  |  |  | 12 | [6 empty] | 3 | #N/A | #N/A | 12 | #N/A | #N/A | #N/A | #N/A | #N/A | #N/A | #N/A | #N/A | #N/A | #N/A | #N/A | #N/A | #N/A | #N/A | #N/A
GE |  | 8000 |  |  |  |  | 12 | [6 empty] | 3 | #N/A | #N/A | 12 | #N/A | #N/A | #N/A | #N/A | #N/A | #N/A | #N/A | #N/A | #N/A | #N/A | #N/A | #N/A | #N/A | #N/A | #N/A
GE |  | 8000 |  |  |  |  | 12 | [6 empty] | 3 | #N/A | #N/A | 12 | #N/A | #N/A | #N/A | #N/A | #N/A | #N/A | #N/A | #N/A | #N/A | #N/A | #N/A | #N/A | #N/A | #N/A | #N/A
GE |  | 8000 |  |  |  |  | 12 | [6 empty] | 3 | #N/A | #N/A | 12 | #N/A | #N/A | #N/A | #N/A | #N/A | #N/A | #N/A | #N/A | #N/A | #N/A | #N/A | #N/A | #N/A | #N/A | #N/A
GE |  | 8000 |  |  |  |  | 12 | [6 empty] | 3 | #N/A | #N/A | 12 | #N/A | #N/A | #N/A | #N/A | #N/A | #N/A | #N/A | #N/A | #N/A | #N/A | #N/A | #N/A | #N/A | #N/A | #N/A
GE |  | 8000 |  |  |  |  | 12 | [6 empty] | 3 | #N/A | #N/A | 12 | #N/A | #N/A | #N/A | #N/A | #N/A | #N/A | #N/A | #N/A | #N/A | #N/A | #N/A | #N/A | #N/A | #N/A | #N/A
Haier |  | 8000 |  |  |  |  | 12 | [6 empty] | 3 | #N/A | #N/A | 12 | #N/A | #N/A | #N/A | #N/A | #N/A | #N/A | #N/A | #N/A | #N/A | #N/A | #N/A | #N/A | #N/A | #N/A | #N/A
GE |  | 8000 |  |  |  |  | 12 | [6 empty] | 3 | #N/A | #N/A | 12 | #N/A | #N/A | #N/A | #N/A | #N/A | #N/A | #N/A | #N/A | #N/A | #N/A | #N/A | #N/A | #N/A | #N/A | #N/A
GE |  | 8000 |  |  |  |  | 12 | [6 empty] | 3 | #N/A | #N/A | 12 | #N/A | #N/A | #N/A | #N/A | #N/A | #N/A | #N/A | #N/A | #N/A | #N/A | #N/A | #N/A | #N/A | #N/A | #N/A
GE |  | 8000 |  |  |  |  | 12 | [6 empty] | 3 | #N/A | #N/A | 12 | #N/A | #N/A | #N/A | #N/A | #N/A | #N/A | #N/A | #N/A | #N/A | #N/A | #N/A | #N/A | #N/A | #N/A | #N/A
GE |  | 8000 |  |  |  |  | 12 | [6 empty] | 3 | #N/A | #N/A | 12 | #N/A | #N/A | #N/A | #N/A | #N/A | #N/A | #N/A | #N/A | #N/A | #N/A | #N/A | #N/A | #N/A | #N/A | #N/A
GE |  | 8000 |  |  |  |  | 12 | [6 empty] | 3 | #N/A | #N/A | 12 | #N/A | #N/A | #N/A | #N/A | #N/A | #N/A | #N/A | #N/A | #N/A | #N/A | #N/A | #N/A | #N/A | #N/A | #N/A
GE |  | 8000 |  |  |  |  | 12 | [6 empty] | 3 | #N/A | #N/A | 12 | #N/A | #N/A | #N/A | #N/A | #N/A | #N/A | #N/A | #N/A | #N/A | #N/A | #N/A | #N/A | #N/A | #N/A | #N/A
GE |  | 8000 |  |  |  |  | 12 | [6 empty] | 3 | #N/A | #N/A | 12 | #N/A | #N/A | #N/A | #N/A | #N/A | #N/A | #N/A | #N/A | #N/A | #N/A | #N/A | #N/A | #N/A | #N/A | #N/A
GE |  | 8000 |  |  |  |  | 12 | [6 empty] | 3 | #N/A | #N/A | 12 | #N/A | #N/A | #N/A | #N/A | #N/A | #N/A | #N/A | #N/A | #N/A | #N/A | #N/A | #N/A | #N/A | #N/A | #N/A
GE |  | 8000 |  |  |  |  | 12 | [6 empty] | 3 | #N/A | #N/A | 12 | #N/A | #N/A | #N/A | #N/A | #N/A | #N/A | #N/A | #N/A | #N/A | #N/A | #N/A | #N/A | #N/A | #N/A | #N/A
GE |  | 8000 |  |  |  |  | 12 | [6 empty] | 3 | #N/A | #N/A | 12 | #N/A | #N/A | #N/A | #N/A | #N/A | #N/A | #N/A | #N/A | #N/A | #N/A | #N/A | #N/A | #N/A | #N/A | #N/A
GE |  | 8000 |  |  |  |  | 12 | [6 empty] | 3 | #N/A | #N/A | 12 | #N/A | #N/A | #N/A | #N/A | #N/A | #N/A | #N/A | #N/A | #N/A | #N/A | #N/A | #N/A | #N/A | #N/A | #N/A
GE |  | 8000 |  |  |  |  | 12 | [6 empty] | 3 | #N/A | #N/A | 12 | #N/A | #N/A | #N/A | #N/A | #N/A | #N/A | #N/A | #N/A | #N/A | #N/A | #N/A | #N/A | #N/A | #N/A | #N/A
GE |  | 8000 |  |  |  |  | 12 | [6 empty] | 3 | #N/A | #N/A | 12 | #N/A | #N/A | #N/A | #N/A | #N/A | #N/A | #N/A | #N/A | #N/A | #N/A | #N/A | #N/A | #N/A | #N/A | #N/A
GE |  | 8000 |  |  |  |  | 12 | [6 empty] | 3 | #N/A | #N/A | 12 | #N/A | #N/A | #N/A | #N/A | #N/A | #N/A | #N/A | #N/A | #N/A | #N/A | #N/A | #N/A | #N/A | #N/A | #N/A
GE |  | 8000 |  |  |  |  | 12 | [6 empty] | 3 | #N/A | #N/A | 12 | #N/A | #N/A | #N/A | #N/A | #N/A | #N/A | #N/A | #N/A | #N/A | #N/A | #N/A | #N/A | #N/A | #N/A | #N/A
GE |  | 8000 |  |  |  |  | 12 | [6 empty] | 3 | #N/A | #N/A | 12 | #N/A | #N/A | #N/A | #N/A | #N/A | #N/A | #N/A | #N/A | #N/A | #N/A | #N/A | #N/A | #N/A | #N/A | #N/A
GE |  | 8000 |  |  |  |  | 12 | [6 empty] | 3 | #N/A | #N/A | 12 | #N/A | #N/A | #N/A | #N/A | #N/A | #N/A | #N/A | #N/A | #N/A | #N/A | #N/A | #N/A | #N/A | #N/A | #N/A
GE |  | 8000 |  |  |  |  | 12 | [6 empty] | 3 | #N/A | #N/A | 12 | #N/A | #N/A | #N/A | #N/A | #N/A | #N/A | #N/A | #N/A | #N/A | #N/A | #N/A | #N/A | #N/A | #N/A | #N/A
GE |  | 8000 |  |  |  |  | 12 | [6 empty] | 3 | #N/A | #N/A | 12 | #N/A | #N/A | #N/A | #N/A | #N/A | #N/A | #N/A | #N/A | #N/A | #N/A | #N/A | #N/A | #N/A | #N/A | #N/A
GE |  | 8000 |  |  |  |  | 12 | [6 empty] | 3 | #N/A | #N/A | 12 | #N/A | #N/A | #N/A | #N/A | #N/A | #N/A | #N/A | #N/A | #N/A | #N/A | #N/A | #N/A | #N/A | #N/A | #N/A
GE |  | 8000 |  |  |  |  | 12 | [6 empty] | 3 | #N/A | #N/A | 12 | #N/A | #N/A | #N/A | #N/A | #N/A | #N/A | #N/A | #N/A | #N/A | #N/A | #N/A | #N/A | #N/A | #N/A | #N/A
GE |  | 8000 |  |  |  |  | 12 | [6 empty] | 3 | #N/A | #N/A | 12 | #N/A | #N/A | #N/A | #N/A | #N/A | #N/A | #N/A | #N/A | #N/A | #N/A | #N/A | #N/A | #N/A | #N/A | #N/A
GE |  | 8000 |  |  |  |  | 12 | [6 empty] | 3 | #N/A | #N/A | 12 | #N/A | #N/A | #N/A | #N/A | #N/A | #N/A | #N/A | #N/A | #N/A | #N/A | #N/A | #N/A | #N/A | #N/A | #N/A
GE |  | 8000 |  |  |  |  | 12 | [6 empty] | 3 | #N/A | #N/A | 12 | #N/A | #N/A | #N/A | #N/A | #N/A | #N/A | #N/A | #N/A | #N/A | #N/A | #N/A | #N/A | #N/A | #N/A | #N/A
GE |  | 8000 |  |  |  |  | 12 | [6 empty] | 3 | #N/A | #N/A | 12 | #N/A | #N/A | #N/A | #N/A | #N/A | #N/A | #N/A | #N/A | #N/A | #N/A | #N/A | #N/A | #N/A | #N/A | #N/A
GE |  | 8000 |  |  |  |  | 12 | [6 empty] | 3 | #N/A | #N/A | 12 | #N/A | #N/A | #N/A | #N/A | #N/A | #N/A | #N/A | #N/A | #N/A | #N/A | #N/A | #N/A | #N/A | #N/A | #N/A
GE |  | 8000 |  |  |  |  | 12 | [6 empty] | 3 | #N/A | #N/A | 12 | #N/A | #N/A | #N/A | #N/A | #N/A | #N/A | #N/A | #N/A | #N/A | #N/A | #N/A | #N/A | #N/A | #N/A | #N/A
GE |  | 8000 |  |  |  |  | 12 | [6 empty] | 3 | #N/A | #N/A | 12 | #N/A | #N/A | #N/A | #N/A | #N/A | #N/A | #N/A | #N/A | #N/A | #N/A | #N/A | #N/A | #N/A | #N/A | #N/A
GE |  | 8000 |  |  |  |  | 12 | [6 empty] | 3 | #N/A | #N/A | 12 | #N/A | #N/A | #N/A | #N/A | #N/A | #N/A | #N/A | #N/A | #N/A | #N/A | #N/A | #N/A | #N/A | #N/A | #N/A
GE |  | 8000 |  |  |  |  | 12 | [6 empty] | 3 | #N/A | #N/A | 12 | #N/A | #N/A | #N/A | #N/A | #N/A | #N/A | #N/A | #N/A | #N/A | #N/A | #N/A | #N/A | #N/A | #N/A | #N/A
GE |  | 8000 |  |  |  |  | 12 | [6 empty] | 3 | #N/A | #N/A | 12 | #N/A | #N/A | #N/A | #N/A | #N/A | #N/A | #N/A | #N/A | #N/A | #N/A | #N/A | #N/A | #N/A | #N/A | #N/A
GE |  | 8000 |  |  |  |  | 12 | [6 empty] | 3 | #N/A | #N/A | 12 | #N/A | #N/A | #N/A | #N/A | #N/A | #N/A | #N/A | #N/A | #N/A | #N/A | #N/A | #N/A | #N/A | #N/A | #N/A
GE |  | 8000 |  |  |  |  | 12 | [6 empty] | 3 | #N/A | #N/A | 12 | #N/A | #N/A | #N/A | #N/A | #N/A | #N/A | #N/A | #N/A | #N/A | #N/A | #N/A | #N/A | #N/A | #N/A | #N/A
GE |  | 8000 |  |  |  |  | 12 | [6 empty] | 3 | #N/A | #N/A | 12 | #N/A | #N/A | #N/A | #N/A | #N/A | #N/A | #N/A | #N/A | #N/A | #N/A | #N/A | #N/A | #N/A | #N/A | #N/A
GE |  | 8000 |  |  |  |  | 12 | [6 empty] | 3 | #N/A | #N/A | 12 | #N/A | #N/A | #N/A | #N/A | #N/A | #N/A | #N/A | #N/A | #N/A | #N/A | #N/A | #N/A | #N/A | #N/A | #N/A
Koldfront |  | 8000 |  |  |  |  | 12 | [6 empty] | 3 | #N/A | #N/A | 12 | #N/A | #N/A | #N/A | #N/A | #N/A | #N/A | #N/A | #N/A | #N/A | #N/A | #N/A | #N/A | #N/A | #N/A | #N/A
Koldfront |  | 8000 |  |  |  |  | 12 | [6 empty] | 3 | #N/A | #N/A | 12 | #N/A | #N/A | #N/A | #N/A | #N/A | #N/A | #N/A | #N/A | #N/A | #N/A | #N/A | #N/A | #N/A | #N/A | #N/A
Koldfront |  | 8000 |  |  |  |  | 12 | [6 empty] | 3 | #N/A | #N/A | 12 | #N/A | #N/A | #N/A | #N/A | #N/A | #N/A | #N/A | #N/A | #N/A | #N/A | #N/A | #N/A | #N/A | #N/A | #N/A
Koldfront |  | 8000 |  |  |  |  | 12 | [6 empty] | 3 | #N/A | #N/A | 12 | #N/A | #N/A | #N/A | #N/A | #N/A | #N/A | #N/A | #N/A | #N/A | #N/A | #N/A | #N/A | #N/A | #N/A | #N/A
Koldfront |  | 8000 |  |  |  |  | 12 | [6 empty] | 3 | #N/A | #N/A | 12 | #N/A | #N/A | #N/A | #N/A | #N/A | #N/A | #N/A | #N/A | #N/A | #N/A | #N/A | #N/A | #N/A | #N/A | #N/A
Koldfront |  | 8000 |  |  |  |  | 12 | [6 empty] | 3 | #N/A | #N/A | 12 | #N/A | #N/A | #N/A | #N/A | #N/A | #N/A | #N/A | #N/A | #N/A | #N/A | #N/A | #N/A | #N/A | #N/A | #N/A
Koldfront |  | 8000 |  |  |  |  | 12 | [6 empty] | 3 | #N/A | #N/A | 12 | #N/A | #N/A | #N/A | #N/A | #N/A | #N/A | #N/A | #N/A | #N/A | #N/A | #N/A | #N/A | #N/A | #N/A | #N/A
Koldfront |  | 8100 |  |  |  |  | 12 | [6 empty] | 3 | #N/A | #N/A | 12 | #N/A | #N/A | #N/A | #N/A | #N/A | #N/A | #N/A | #N/A | #N/A | #N/A | #N/A | #N/A | #N/A | #N/A | #N/A
Koldfront |  | 8100 |  |  |  |  | 12 | [6 empty] | 3 | #N/A | #N/A | 12 | #N/A | #N/A | #N/A | #N/A | #N/A | #N/A | #N/A | #N/A | #N/A | #N/A | #N/A | #N/A | #N/A | #N/A | #N/A
Koldfront |  | 8100 |  |  |  |  | 12 | [6 empty] | 3 | #N/A | #N/A | 12 | #N/A | #N/A | #N/A | #N/A | #N/A | #N/A | #N/A | #N/A | #N/A | #N/A | #N/A | #N/A | #N/A | #N/A | #N/A
Koldfront |  | 8500 |  |  |  |  | 12 | [6 empty] | 3 | #N/A | #N/A | 12 | #N/A | #N/A | #N/A | #N/A | #N/A | #N/A | #N/A | #N/A | #N/A | #N/A | #N/A | #N/A | #N/A | #N/A | #N/A
Koldfront |  | 8500 |  |  |  |  | 12 | [6 empty] | 3 | #N/A | #N/A | 12 | #N/A | #N/A | #N/A | #N/A | #N/A | #N/A | #N/A | #N/A | #N/A | #N/A | #N/A | #N/A | #N/A | #N/A | #N/A
Koldfront |  | 8500 |  |  |  |  | 12 | [6 empty] | 3 | #N/A | #N/A | 12 | #N/A | #N/A | #N/A | #N/A | #N/A | #N/A | #N/A | #N/A | #N/A | #N/A | #N/A | #N/A | #N/A | #N/A | #N/A
GE |  | 8500 |  |  |  |  | 12 | [6 empty] | 3 | #N/A | #N/A | 12 | #N/A | #N/A | #N/A | #N/A | #N/A | #N/A | #N/A | #N/A | #N/A | #N/A | #N/A | #N/A | #N/A | #N/A | #N/A
GE |  | 8500 |  |  |  |  | 12 | [6 empty] | 3 | #N/A | #N/A | 12 | #N/A | #N/A | #N/A | #N/A | #N/A | #N/A | #N/A | #N/A | #N/A | #N/A | #N/A | #N/A | #N/A | #N/A | #N/A
Haier |  | 8500 |  |  |  |  | 12 | [6 empty] | 3 | #N/A | #N/A | 12 | #N/A | #N/A | #N/A | #N/A | #N/A | #N/A | #N/A | #N/A | #N/A | #N/A | #N/A | #N/A | #N/A | #N/A | #N/A
Haier |  | 8500 |  |  |  |  | 12 | [6 empty] | 3 | #N/A | #N/A | 12 | #N/A | #N/A | #N/A | #N/A | #N/A | #N/A | #N/A | #N/A | #N/A | #N/A | #N/A | #N/A | #N/A | #N/A | #N/A
Haier |  | 10000 |  |  |  |  | 12 | [6 empty] | 3 | #N/A | #N/A | 12 | #N/A | #N/A | #N/A | #N/A | #N/A | #N/A | #N/A | #N/A | #N/A | #N/A | #N/A | #N/A | #N/A | #N/A | #N/A
Haier |  | 10000 |  |  |  |  | 12 | [6 empty] | 3 | #N/A | #N/A | 12 | #N/A | #N/A | #N/A | #N/A | #N/A | #N/A | #N/A | #N/A | #N/A | #N/A | #N/A | #N/A | #N/A | #N/A | #N/A
GE |  | 10000 |  |  |  |  | 12 | [6 empty] | 3 | #N/A | #N/A | 12 | #N/A | #N/A | #N/A | #N/A | #N/A | #N/A | #N/A | #N/A | #N/A | #N/A | #N/A | #N/A | #N/A | #N/A | #N/A
GE |  | 10000 |  |  |  |  | 12 | [6 empty] | 3 | #N/A | #N/A | 12 | #N/A | #N/A | #N/A | #N/A | #N/A | #N/A | #N/A | #N/A | #N/A | #N/A | #N/A | #N/A | #N/A | #N/A | #N/A
GE |  | 10000 |  |  |  |  | 12 | [6 empty] | 3 | #N/A | #N/A | 12 | #N/A | #N/A | #N/A | #N/A | #N/A | #N/A | #N/A | #N/A | #N/A | #N/A | #N/A | #N/A | #N/A | #N/A | #N/A
GE |  | 10000 |  |  |  |  | 12 | [6 empty] | 3 | #N/A | #N/A | 12 | #N/A | #N/A | #N/A | #N/A | #N/A | #N/A | #N/A | #N/A | #N/A | #N/A | #N/A | #N/A | #N/A | #N/A | #N/A
GE |  | 10000 |  |  |  |  | 12 | [6 empty] | 3 | #N/A | #N/A | 12 | #N/A | #N/A | #N/A | #N/A | #N/A | #N/A | #N/A | #N/A | #N/A | #N/A | #N/A | #N/A | #N/A | #N/A | #N/A
GE |  | 10000 |  |  |  |  | 12 | [6 empty] | 3 | #N/A | #N/A | 12 | #N/A | #N/A | #N/A | #N/A | #N/A | #N/A | #N/A | #N/A | #N/A | #N/A | #N/A | #N/A | #N/A | #N/A | #N/A
GE |  | 10000 |  |  |  |  | 12 | [6 empty] | 3 | #N/A | #N/A | 12 | #N/A | #N/A | #N/A | #N/A | #N/A | #N/A | #N/A | #N/A | #N/A | #N/A | #N/A | #N/A | #N/A | #N/A | #N/A
GE |  | 10000 |  |  |  |  | 12 | [6 empty] | 3 | #N/A | #N/A | 12 | #N/A | #N/A | #N/A | #N/A | #N/A | #N/A | #N/A | #N/A | #N/A | #N/A | #N/A | #N/A | #N/A | #N/A | #N/A
GE |  | 10000 |  |  |  |  | 12 | [6 empty] | 3 | #N/A | #N/A | 12 | #N/A | #N/A | #N/A | #N/A | #N/A | #N/A | #N/A | #N/A | #N/A | #N/A | #N/A | #N/A | #N/A | #N/A | #N/A
GE |  | 10000 |  |  |  |  | 12 | [6 empty] | 3 | #N/A | #N/A | 12 | #N/A | #N/A | #N/A | #N/A | #N/A | #N/A | #N/A | #N/A | #N/A | #N/A | #N/A | #N/A | #N/A | #N/A | #N/A
GE |  | 10000 |  |  |  |  | 12 | [6 empty] | 3 | #N/A | #N/A | 12 | #N/A | #N/A | #N/A | #N/A | #N/A | #N/A | #N/A | #N/A | #N/A | #N/A | #N/A | #N/A | #N/A | #N/A | #N/A
GE |  | 10000 |  |  |  |  | 12 | [6 empty] | 3 | #N/A | #N/A | 12 | #N/A | #N/A | #N/A | #N/A | #N/A | #N/A | #N/A | #N/A | #N/A | #N/A | #N/A | #N/A | #N/A | #N/A | #N/A
GE |  | 10000 |  |  |  |  | 12 | [6 empty] | 3 | #N/A | #N/A | 12 | #N/A | #N/A | #N/A | #N/A | #N/A | #N/A | #N/A | #N/A | #N/A | #N/A | #N/A | #N/A | #N/A | #N/A | #N/A
GE |  | 10000 |  |  |  |  | 12 | [6 empty] | 3 | #N/A | #N/A | 12 | #N/A | #N/A | #N/A | #N/A | #N/A | #N/A | #N/A | #N/A | #N/A | #N/A | #N/A | #N/A | #N/A | #N/A | #N/A
GE |  | 10000 |  |  |  |  | 12 | [6 empty] | 3 | #N/A | #N/A | 12 | #N/A | #N/A | #N/A | #N/A | #N/A | #N/A | #N/A | #N/A | #N/A | #N/A | #N/A | #N/A | #N/A | #N/A | #N/A
GE |  | 10000 |  |  |  |  | 12 | [6 empty] | 3 | #N/A | #N/A | 12 | #N/A | #N/A | #N/A | #N/A | #N/A | #N/A | #N/A | #N/A | #N/A | #N/A | #N/A | #N/A | #N/A | #N/A | #N/A
GE |  | 10000 |  |  |  |  | 12 | [6 empty] | 3 | #N/A | #N/A | 12 | #N/A | #N/A | #N/A | #N/A | #N/A | #N/A | #N/A | #N/A | #N/A | #N/A | #N/A | #N/A | #N/A | #N/A | #N/A
GE |  | 10000 |  |  |  |  | 12 | [6 empty] | 3 | #N/A | #N/A | 12 | #N/A | #N/A | #N/A | #N/A | #N/A | #N/A | #N/A | #N/A | #N/A | #N/A | #N/A | #N/A | #N/A | #N/A | #N/A
GE |  | 10000 |  |  |  |  | 12 | [6 empty] | 3 | #N/A | #N/A | 12 | #N/A | #N/A | #N/A | #N/A | #N/A | #N/A | #N/A | #N/A | #N/A | #N/A | #N/A | #N/A | #N/A | #N/A | #N/A
GE |  | 10000 |  |  |  |  | 12 | [6 empty] | 3 | #N/A | #N/A | 12 | #N/A | #N/A | #N/A | #N/A | #N/A | #N/A | #N/A | #N/A | #N/A | #N/A | #N/A | #N/A | #N/A | #N/A | #N/A
GE |  | 10000 |  |  |  |  | 12 | [6 empty] | 3 | #N/A | #N/A | 12 | #N/A | #N/A | #N/A | #N/A | #N/A | #N/A | #N/A | #N/A | #N/A | #N/A | #N/A | #N/A | #N/A | #N/A | #N/A
GE |  | 10000 |  |  |  |  | 12 | [6 empty] | 3 | #N/A | #N/A | 12 | #N/A | #N/A | #N/A | #N/A | #N/A | #N/A | #N/A | #N/A | #N/A | #N/A | #N/A | #N/A | #N/A | #N/A | #N/A
GE |  | 10000 |  |  |  |  | 12 | [6 empty] | 3 | #N/A | #N/A | 12 | #N/A | #N/A | #N/A | #N/A | #N/A | #N/A | #N/A | #N/A | #N/A | #N/A | #N/A | #N/A | #N/A | #N/A | #N/A
GE |  | 10000 |  |  |  |  | 12 | [6 empty] | 3 | #N/A | #N/A | 12 | #N/A | #N/A | #N/A | #N/A | #N/A | #N/A | #N/A | #N/A | #N/A | #N/A | #N/A | #N/A | #N/A | #N/A | #N/A
GE |  | 10000 |  |  |  |  | 12 | [6 empty] | 3 | #N/A | #N/A | 12 | #N/A | #N/A | #N/A | #N/A | #N/A | #N/A | #N/A | #N/A | #N/A | #N/A | #N/A | #N/A | #N/A | #N/A | #N/A
GE |  | 10000 |  |  |  |  | 12 | [6 empty] | 3 | #N/A | #N/A | 12 | #N/A | #N/A | #N/A | #N/A | #N/A | #N/A | #N/A | #N/A | #N/A | #N/A | #N/A | #N/A | #N/A | #N/A | #N/A
GE |  | 10000 |  |  |  |  | 12 | [6 empty] | 3 | #N/A | #N/A | 12 | #N/A | #N/A | #N/A | #N/A | #N/A | #N/A | #N/A | #N/A | #N/A | #N/A | #N/A | #N/A | #N/A | #N/A | #N/A
GE |  | 10000 |  |  |  |  | 12 | [6 empty] | 3 | #N/A | #N/A | 12 | #N/A | #N/A | #N/A | #N/A | #N/A | #N/A | #N/A | #N/A | #N/A | #N/A | #N/A | #N/A | #N/A | #N/A | #N/A
GE |  | 10000 |  |  |  |  | 12 | [6 empty] | 3 | #N/A | #N/A | 12 | #N/A | #N/A | #N/A | #N/A | #N/A | #N/A | #N/A | #N/A | #N/A | #N/A | #N/A | #N/A | #N/A | #N/A | #N/A
GE |  | 10000 |  |  |  |  | 12 | [6 empty] | 3 | #N/A | #N/A | 12 | #N/A | #N/A | #N/A | #N/A | #N/A | #N/A | #N/A | #N/A | #N/A | #N/A | #N/A | #N/A | #N/A | #N/A | #N/A
GE |  | 10000 |  |  |  |  | 12 | [6 empty] | 3 | #N/A | #N/A | 12 | #N/A | #N/A | #N/A | #N/A | #N/A | #N/A | #N/A | #N/A | #N/A | #N/A | #N/A | #N/A | #N/A | #N/A | #N/A
GE |  | 10000 |  |  |  |  | 12 | [6 empty] | 3 | #N/A | #N/A | 12 | #N/A | #N/A | #N/A | #N/A | #N/A | #N/A | #N/A | #N/A | #N/A | #N/A | #N/A | #N/A | #N/A | #N/A | #N/A
GE |  | 10000 |  |  |  |  | 12 | [6 empty] | 3 | #N/A | #N/A | 12 | #N/A | #N/A | #N/A | #N/A | #N/A | #N/A | #N/A | #N/A | #N/A | #N/A | #N/A | #N/A | #N/A | #N/A | #N/A
GE |  | 10000 |  |  |  |  | 12 | [6 empty] | 3 | #N/A | #N/A | 12 | #N/A | #N/A | #N/A | #N/A | #N/A | #N/A | #N/A | #N/A | #N/A | #N/A | #N/A | #N/A | #N/A | #N/A | #N/A
GE |  | 10000 |  |  |  |  | 12 | [6 empty] | 3 | #N/A | #N/A | 12 | #N/A | #N/A | #N/A | #N/A | #N/A | #N/A | #N/A | #N/A | #N/A | #N/A | #N/A | #N/A | #N/A | #N/A | #N/A
GE |  | 10000 |  |  |  |  | 12 | [6 empty] | 3 | #N/A | #N/A | 12 | #N/A | #N/A | #N/A | #N/A | #N/A | #N/A | #N/A | #N/A | #N/A | #N/A | #N/A | #N/A | #N/A | #N/A | #N/A
GE |  | 10000 |  |  |  |  | 12 | [6 empty] | 3 | #N/A | #N/A | 12 | #N/A | #N/A | #N/A | #N/A | #N/A | #N/A | #N/A | #N/A | #N/A | #N/A | #N/A | #N/A | #N/A | #N/A | #N/A
GE |  | 10000 |  |  |  |  | 12 | [6 empty] | 3 | #N/A | #N/A | 12 | #N/A | #N/A | #N/A | #N/A | #N/A | #N/A | #N/A | #N/A | #N/A | #N/A | #N/A | #N/A | #N/A | #N/A | #N/A
GE |  | 10000 |  |  |  |  | 12 | [6 empty] | 3 | #N/A | #N/A | 12 | #N/A | #N/A | #N/A | #N/A | #N/A | #N/A | #N/A | #N/A | #N/A | #N/A | #N/A | #N/A | #N/A | #N/A | #N/A
GE |  | 10000 |  |  |  |  | 12 | [6 empty] | 3 | #N/A | #N/A | 12 | #N/A | #N/A | #N/A | #N/A | #N/A | #N/A | #N/A | #N/A | #N/A | #N/A | #N/A | #N/A | #N/A | #N/A | #N/A
Frigidaire |  | 10000 |  |  |  |  | 12 | [6 empty] | 3 | #N/A | #N/A | 12 | #N/A | #N/A | #N/A | #N/A | #N/A | #N/A | #N/A | #N/A | #N/A | #N/A | #N/A | #N/A | #N/A | #N/A | #N/A
Frigidaire |  | 10000 |  |  |  |  | 12 | [6 empty] | 3 | #N/A | #N/A | 12 | #N/A | #N/A | #N/A | #N/A | #N/A | #N/A | #N/A | #N/A | #N/A | #N/A | #N/A | #N/A | #N/A | #N/A | #N/A
Frigidaire |  | 10000 |  |  |  |  | 12 | [6 empty] | 3 | #N/A | #N/A | 12 | #N/A | #N/A | #N/A | #N/A | #N/A | #N/A | #N/A | #N/A | #N/A | #N/A | #N/A | #N/A | #N/A | #N/A | #N/A
Frigidaire |  | 10000 |  |  |  |  | 12 | [6 empty] | 3 | #N/A | #N/A | 12 | #N/A | #N/A | #N/A | #N/A | #N/A | #N/A | #N/A | #N/A | #N/A | #N/A | #N/A | #N/A | #N/A | #N/A | #N/A
Frigidaire |  | 10000 |  |  |  |  | 12 | [6 empty] | 3 | #N/A | #N/A | 12 | #N/A | #N/A | #N/A | #N/A | #N/A | #N/A | #N/A | #N/A | #N/A | #N/A | #N/A | #N/A | #N/A | #N/A | #N/A
Frigidaire |  | 10000 |  |  |  |  | 12 | [6 empty] | 3 | #N/A | #N/A | 12 | #N/A | #N/A | #N/A | #N/A | #N/A | #N/A | #N/A | #N/A | #N/A | #N/A | #N/A | #N/A | #N/A | #N/A | #N/A
Frigidaire |  | 10000 |  |  |  |  | 12 | [6 empty] | 3 | #N/A | #N/A | 12 | #N/A | #N/A | #N/A | #N/A | #N/A | #N/A | #N/A | #N/A | #N/A | #N/A | #N/A | #N/A | #N/A | #N/A | #N/A
Frigidaire |  | 10000 |  |  |  |  | 12 | [6 empty] | 3 | #N/A | #N/A | 12 | #N/A | #N/A | #N/A | #N/A | #N/A | #N/A | #N/A | #N/A | #N/A | #N/A | #N/A | #N/A | #N/A | #N/A | #N/A
Frigidaire |  | 10000 |  |  |  |  | 12 | [6 empty] | 3 | #N/A | #N/A | 12 | #N/A | #N/A | #N/A | #N/A | #N/A | #N/A | #N/A | #N/A | #N/A | #N/A | #N/A | #N/A | #N/A | #N/A | #N/A
Frigidaire |  | 10000 |  |  |  |  | 12 | [6 empty] | 3 | #N/A | #N/A | 12 | #N/A | #N/A | #N/A | #N/A | #N/A | #N/A | #N/A | #N/A | #N/A | #N/A | #N/A | #N/A | #N/A | #N/A | #N/A
Frigidaire |  | 10000 |  |  |  |  | 12 | [6 empty] | 3 | #N/A | #N/A | 12 | #N/A | #N/A | #N/A | #N/A | #N/A | #N/A | #N/A | #N/A | #N/A | #N/A | #N/A | #N/A | #N/A | #N/A | #N/A
Frigidaire |  | 10000 |  |  |  |  | 12 | [6 empty] | 3 | #N/A | #N/A | 12 | #N/A | #N/A | #N/A | #N/A | #N/A | #N/A | #N/A | #N/A | #N/A | #N/A | #N/A | #N/A | #N/A | #N/A | #N/A
Frigidaire |  | 10000 |  |  |  |  | 12 | [6 empty] | 3 | #N/A | #N/A | 12 | #N/A | #N/A | #N/A | #N/A | #N/A | #N/A | #N/A | #N/A | #N/A | #N/A | #N/A | #N/A | #N/A | #N/A | #N/A
Frigidaire |  | 10000 |  |  |  |  | 12 | [6 empty] | 3 | #N/A | #N/A | 12 | #N/A | #N/A | #N/A | #N/A | #N/A | #N/A | #N/A | #N/A | #N/A | #N/A | #N/A | #N/A | #N/A | #N/A | #N/A
Frigidaire |  | 10000 |  |  |  |  | 12 | [6 empty] | 3 | #N/A | #N/A | 12 | #N/A | #N/A | #N/A | #N/A | #N/A | #N/A | #N/A | #N/A | #N/A | #N/A | #N/A | #N/A | #N/A | #N/A | #N/A
Frigidaire |  | 10000 |  |  |  |  | 12 | [6 empty] | 3 | #N/A | #N/A | 12 | #N/A | #N/A | #N/A | #N/A | #N/A | #N/A | #N/A | #N/A | #N/A | #N/A | #N/A | #N/A | #N/A | #N/A | #N/A
Frigidaire |  | 10000 |  |  |  |  | 12 | [6 empty] | 3 | #N/A | #N/A | 12 | #N/A | #N/A | #N/A | #N/A | #N/A | #N/A | #N/A | #N/A | #N/A | #N/A | #N/A | #N/A | #N/A | #N/A | #N/A
Frigidaire |  | 10000 |  |  |  |  | 12 | [6 empty] | 3 | #N/A | #N/A | 12 | #N/A | #N/A | #N/A | #N/A | #N/A | #N/A | #N/A | #N/A | #N/A | #N/A | #N/A | #N/A | #N/A | #N/A | #N/A
Frigidaire |  | 10000 |  |  |  |  | 12 | [6 empty] | 3 | #N/A | #N/A | 12 | #N/A | #N/A | #N/A | #N/A | #N/A | #N/A | #N/A | #N/A | #N/A | #N/A | #N/A | #N/A | #N/A | #N/A | #N/A
Frigidaire |  | 10000 |  |  |  |  | 12 | [6 empty] | 3 | #N/A | #N/A | 12 | #N/A | #N/A | #N/A | #N/A | #N/A | #N/A | #N/A | #N/A | #N/A | #N/A | #N/A | #N/A | #N/A | #N/A | #N/A
Frigidaire |  | 10000 |  |  |  |  | 12 | [6 empty] | 3 | #N/A | #N/A | 12 | #N/A | #N/A | #N/A | #N/A | #N/A | #N/A | #N/A | #N/A | #N/A | #N/A | #N/A | #N/A | #N/A | #N/A | #N/A
Frigidaire |  | 10000 |  |  |  |  | 12 | [6 empty] | 3 | #N/A | #N/A | 12 | #N/A | #N/A | #N/A | #N/A | #N/A | #N/A | #N/A | #N/A | #N/A | #N/A | #N/A | #N/A | #N/A | #N/A | #N/A
Frigidaire |  | 10000 |  |  |  |  | 12 | [6 empty] | 3 | #N/A | #N/A | 12 | #N/A | #N/A | #N/A | #N/A | #N/A | #N/A | #N/A | #N/A | #N/A | #N/A | #N/A | #N/A | #N/A | #N/A | #N/A
Frigidaire |  | 10000 |  |  |  |  | 12 | [6 empty] | 3 | #N/A | #N/A | 12 | #N/A | #N/A | #N/A | #N/A | #N/A | #N/A | #N/A | #N/A | #N/A | #N/A | #N/A | #N/A | #N/A | #N/A | #N/A
Frigidaire |  | 10000 |  |  |  |  | 12 | [6 empty] | 3 | #N/A | #N/A | 12 | #N/A | #N/A | #N/A | #N/A | #N/A | #N/A | #N/A | #N/A | #N/A | #N/A | #N/A | #N/A | #N/A | #N/A | #N/A
Frigidaire |  | 10000 |  |  |  |  | 12 | [6 empty] | 3 | #N/A | #N/A | 12 | #N/A | #N/A | #N/A | #N/A | #N/A | #N/A | #N/A | #N/A | #N/A | #N/A | #N/A | #N/A | #N/A | #N/A | #N/A
Frigidaire |  | 10000 |  |  |  |  | 12 | [6 empty] | 3 | #N/A | #N/A | 12 | #N/A | #N/A | #N/A | #N/A | #N/A | #N/A | #N/A | #N/A | #N/A | #N/A | #N/A | #N/A | #N/A | #N/A | #N/A
Frigidaire |  | 10000 |  |  |  |  | 12 | [6 empty] | 3 | #N/A | #N/A | 12 | #N/A | #N/A | #N/A | #N/A | #N/A | #N/A | #N/A | #N/A | #N/A | #N/A | #N/A | #N/A | #N/A | #N/A | #N/A
Frigidaire |  | 10000 |  |  |  |  | 12 | [6 empty] | 3 | #N/A | #N/A | 12 | #N/A | #N/A | #N/A | #N/A | #N/A | #N/A | #N/A | #N/A | #N/A | #N/A | #N/A | #N/A | #N/A | #N/A | #N/A
Frigidaire |  | 10000 |  |  |  |  | 12 | [6 empty] | 3 | #N/A | #N/A | 12 | #N/A | #N/A | #N/A | #N/A | #N/A | #N/A | #N/A | #N/A | #N/A | #N/A | #N/A | #N/A | #N/A | #N/A | #N/A
Frigidaire |  | 10000 |  |  |  |  | 12 | [6 empty] | 3 | #N/A | #N/A | 12 | #N/A | #N/A | #N/A | #N/A | #N/A | #N/A | #N/A | #N/A | #N/A | #N/A | #N/A | #N/A | #N/A | #N/A | #N/A
Frigidaire |  | 10000 |  |  |  |  | 12 | [6 empty] | 3 | #N/A | #N/A | 12 | #N/A | #N/A | #N/A | #N/A | #N/A | #N/A | #N/A | #N/A | #N/A | #N/A | #N/A | #N/A | #N/A | #N/A | #N/A
Frigidaire |  | 10000 |  |  |  |  | 12 | [6 empty] | 3 | #N/A | #N/A | 12 | #N/A | #N/A | #N/A | #N/A | #N/A | #N/A | #N/A | #N/A | #N/A | #N/A | #N/A | #N/A | #N/A | #N/A | #N/A
Frigidaire |  | 10000 |  |  |  |  | 12 | [6 empty] | 3 | #N/A | #N/A | 12 | #N/A | #N/A | #N/A | #N/A | #N/A | #N/A | #N/A | #N/A | #N/A | #N/A | #N/A | #N/A | #N/A | #N/A | #N/A
Frigidaire |  | 10000 |  |  |  |  | 12 | [6 empty] | 3 | #N/A | #N/A | 12 | #N/A | #N/A | #N/A | #N/A | #N/A | #N/A | #N/A | #N/A | #N/A | #N/A | #N/A | #N/A | #N/A | #N/A | #N/A
Frigidaire |  | 10000 |  |  |  |  | 12 | [6 empty] | 3 | #N/A | #N/A | 12 | #N/A | #N/A | #N/A | #N/A | #N/A | #N/A | #N/A | #N/A | #N/A | #N/A | #N/A | #N/A | #N/A | #N/A | #N/A
Frigidaire |  | 10000 |  |  |  |  | 12 | [6 empty] | 3 | #N/A | #N/A | 12 | #N/A | #N/A | #N/A | #N/A | #N/A | #N/A | #N/A | #N/A | #N/A | #N/A | #N/A | #N/A | #N/A | #N/A | #N/A
Frigidaire |  | 10000 |  |  |  |  | 12 | [6 empty] | 3 | #N/A | #N/A | 12 | #N/A | #N/A | #N/A | #N/A | #N/A | #N/A | #N/A | #N/A | #N/A | #N/A | #N/A | #N/A | #N/A | #N/A | #N/A
Frigidaire |  | 10000 |  |  |  |  | 12 | [6 empty] | 3 | #N/A | #N/A | 12 | #N/A | #N/A | #N/A | #N/A | #N/A | #N/A | #N/A | #N/A | #N/A | #N/A | #N/A | #N/A | #N/A | #N/A | #N/A
Frigidaire |  | 10000 |  |  |  |  | 12 | [6 empty] | 3 | #N/A | #N/A | 12 | #N/A | #N/A | #N/A | #N/A | #N/A | #N/A | #N/A | #N/A | #N/A | #N/A | #N/A | #N/A | #N/A | #N/A | #N/A
Frigidaire Gallery |  | 10000 |  |  |  |  | 12 | [6 empty] | 3 | #N/A | #N/A | 12 | #N/A | #N/A | #N/A | #N/A | #N/A | #N/A | #N/A | #N/A | #N/A | #N/A | #N/A | #N/A | #N/A | #N/A | #N/A
Frigidaire Gallery |  | 10000 |  |  |  |  | 12 | [6 empty] | 3 | #N/A | #N/A | 12 | #N/A | #N/A | #N/A | #N/A | #N/A | #N/A | #N/A | #N/A | #N/A | #N/A | #N/A | #N/A | #N/A | #N/A | #N/A
Frigidaire |  | 10000 |  |  |  |  | 12 | [6 empty] | 3 | #N/A | #N/A | 12 | #N/A | #N/A | #N/A | #N/A | #N/A | #N/A | #N/A | #N/A | #N/A | #N/A | #N/A | #N/A | #N/A | #N/A | #N/A
Frigidaire |  | 10000 |  |  |  |  | 12 | [6 empty] | 3 | #N/A | #N/A | 12 | #N/A | #N/A | #N/A | #N/A | #N/A | #N/A | #N/A | #N/A | #N/A | #N/A | #N/A | #N/A | #N/A | #N/A | #N/A
Frigidaire |  | 10000 |  |  |  |  | 12 | [6 empty] | 3 | #N/A | #N/A | 12 | #N/A | #N/A | #N/A | #N/A | #N/A | #N/A | #N/A | #N/A | #N/A | #N/A | #N/A | #N/A | #N/A | #N/A | #N/A
Frigidaire |  | 10000 |  |  |  |  | 12 | [6 empty] | 3 | #N/A | #N/A | 12 | #N/A | #N/A | #N/A | #N/A | #N/A | #N/A | #N/A | #N/A | #N/A | #N/A | #N/A | #N/A | #N/A | #N/A | #N/A
Frigidaire |  | 10000 |  |  |  |  | 12 | [6 empty] | 3 | #N/A | #N/A | 12 | #N/A | #N/A | #N/A | #N/A | #N/A | #N/A | #N/A | #N/A | #N/A | #N/A | #N/A | #N/A | #N/A | #N/A | #N/A
Frigidaire |  | 10000 |  |  |  |  | 12 | [6 empty] | 3 | #N/A | #N/A | 12 | #N/A | #N/A | #N/A | #N/A | #N/A | #N/A | #N/A | #N/A | #N/A | #N/A | #N/A | #N/A | #N/A | #N/A | #N/A
Frigidaire |  | 10000 |  |  |  |  | 12 | [6 empty] | 3 | #N/A | #N/A | 12 | #N/A | #N/A | #N/A | #N/A | #N/A | #N/A | #N/A | #N/A | #N/A | #N/A | #N/A | #N/A | #N/A | #N/A | #N/A
Frigidaire |  | 10000 |  |  |  |  | 12 | [6 empty] | 3 | #N/A | #N/A | 12 | #N/A | #N/A | #N/A | #N/A | #N/A | #N/A | #N/A | #N/A | #N/A | #N/A | #N/A | #N/A | #N/A | #N/A | #N/A
Frigidaire |  | 10200 |  |  |  |  | 12 | [6 empty] | 3 | #N/A | #N/A | 12 | #N/A | #N/A | #N/A | #N/A | #N/A | #N/A | #N/A | #N/A | #N/A | #N/A | #N/A | #N/A | #N/A | #N/A | #N/A
Frigidaire |  | 10200 |  |  |  |  | 12 | [6 empty] | 3 | #N/A | #N/A | 12 | #N/A | #N/A | #N/A | #N/A | #N/A | #N/A | #N/A | #N/A | #N/A | #N/A | #N/A | #N/A | #N/A | #N/A | #N/A
Frigidaire |  | 10200 |  |  |  |  | 12 | [6 empty] | 3 | #N/A | #N/A | 12 | #N/A | #N/A | #N/A | #N/A | #N/A | #N/A | #N/A | #N/A | #N/A | #N/A | #N/A | #N/A | #N/A | #N/A | #N/A
Frigidaire |  | 11800 |  |  |  |  | 12 | [6 empty] | 3 | #N/A | #N/A | 12 | #N/A | #N/A | #N/A | #N/A | #N/A | #N/A | #N/A | #N/A | #N/A | #N/A | #N/A | #N/A | #N/A | #N/A | #N/A
Frigidaire |  | 12000 |  |  |  |  | 12 | [6 empty] | 3 | #N/A | #N/A | 12 | #N/A | #N/A | #N/A | #N/A | #N/A | #N/A | #N/A | #N/A | #N/A | #N/A | #N/A | #N/A | #N/A | #N/A | #N/A
Frigidaire |  | 12000 |  |  |  |  | 12 | [6 empty] | 3 | #N/A | #N/A | 12 | #N/A | #N/A | #N/A | #N/A | #N/A | #N/A | #N/A | #N/A | #N/A | #N/A | #N/A | #N/A | #N/A | #N/A | #N/A
Frigidaire |  | 12000 |  |  |  |  | 12 | [6 empty] | 3 | #N/A | #N/A | 12 | #N/A | #N/A | #N/A | #N/A | #N/A | #N/A | #N/A | #N/A | #N/A | #N/A | #N/A | #N/A | #N/A | #N/A | #N/A
Frigidaire |  | 12000 |  |  |  |  | 12 | [6 empty] | 3 | #N/A | #N/A | 12 | #N/A | #N/A | #N/A | #N/A | #N/A | #N/A | #N/A | #N/A | #N/A | #N/A | #N/A | #N/A | #N/A | #N/A | #N/A
Frigidaire |  | 12000 |  |  |  |  | 12 | [6 empty] | 3 | #N/A | #N/A | 12 | #N/A | #N/A | #N/A | #N/A | #N/A | #N/A | #N/A | #N/A | #N/A | #N/A | #N/A | #N/A | #N/A | #N/A | #N/A
Frigidaire |  | 12000 |  |  |  |  | 12 | [6 empty] | 3 | #N/A | #N/A | 12 | #N/A | #N/A | #N/A | #N/A | #N/A | #N/A | #N/A | #N/A | #N/A | #N/A | #N/A | #N/A | #N/A | #N/A | #N/A
Frigidaire |  | 12000 |  |  |  |  | 12 | [6 empty] | 3 | #N/A | #N/A | 12 | #N/A | #N/A | #N/A | #N/A | #N/A | #N/A | #N/A | #N/A | #N/A | #N/A | #N/A | #N/A | #N/A | #N/A | #N/A
Frigidaire |  | 12000 |  |  |  |  | 12 | [6 empty] | 3 | #N/A | #N/A | 12 | #N/A | #N/A | #N/A | #N/A | #N/A | #N/A | #N/A | #N/A | #N/A | #N/A | #N/A | #N/A | #N/A | #N/A | #N/A
Frigidaire |  | 12000 |  |  |  |  | 12 | [6 empty] | 3 | #N/A | #N/A | 12 | #N/A | #N/A | #N/A | #N/A | #N/A | #N/A | #N/A | #N/A | #N/A | #N/A | #N/A | #N/A | #N/A | #N/A | #N/A
Frigidaire |  | 12000 |  |  |  |  | 12 | [6 empty] | 3 | #N/A | #N/A | 12 | #N/A | #N/A | #N/A | #N/A | #N/A | #N/A | #N/A | #N/A | #N/A | #N/A | #N/A | #N/A | #N/A | #N/A | #N/A
Frigidaire |  | 12000 |  |  |  |  | 12 | [6 empty] | 3 | #N/A | #N/A | 12 | #N/A | #N/A | #N/A | #N/A | #N/A | #N/A | #N/A | #N/A | #N/A | #N/A | #N/A | #N/A | #N/A | #N/A | #N/A
Frigidaire |  | 12000 |  |  |  |  | 12 | [6 empty] | 3 | #N/A | #N/A | 12 | #N/A | #N/A | #N/A | #N/A | #N/A | #N/A | #N/A | #N/A | #N/A | #N/A | #N/A | #N/A | #N/A | #N/A | #N/A
Frigidaire |  | 12000 |  |  |  |  | 12 | [6 empty] | 3 | #N/A | #N/A | 12 | #N/A | #N/A | #N/A | #N/A | #N/A | #N/A | #N/A | #N/A | #N/A | #N/A | #N/A | #N/A | #N/A | #N/A | #N/A
Frigidaire |  | 12000 |  |  |  |  | 12 | [6 empty] | 3 | #N/A | #N/A | 12 | #N/A | #N/A | #N/A | #N/A | #N/A | #N/A | #N/A | #N/A | #N/A | #N/A | #N/A | #N/A | #N/A | #N/A | #N/A
Frigidaire |  | 12000 |  |  |  |  | 12 | [6 empty] | 3 | #N/A | #N/A | 12 | #N/A | #N/A | #N/A | #N/A | #N/A | #N/A | #N/A | #N/A | #N/A | #N/A | #N/A | #N/A | #N/A | #N/A | #N/A
Frigidaire |  | 12000 |  |  |  |  | 12 | [6 empty] | 3 | #N/A | #N/A | 12 | #N/A | #N/A | #N/A | #N/A | #N/A | #N/A | #N/A | #N/A | #N/A | #N/A | #N/A | #N/A | #N/A | #N/A | #N/A
Frigidaire |  | 12000 |  |  |  |  | 12 | [6 empty] | 3 | #N/A | #N/A | 12 | #N/A | #N/A | #N/A | #N/A | #N/A | #N/A | #N/A | #N/A | #N/A | #N/A | #N/A | #N/A | #N/A | #N/A | #N/A
Frigidaire |  | 12000 |  |  |  |  | 12 | [6 empty] | 3 | #N/A | #N/A | 12 | #N/A | #N/A | #N/A | #N/A | #N/A | #N/A | #N/A | #N/A | #N/A | #N/A | #N/A | #N/A | #N/A | #N/A | #N/A
Frigidaire |  | 12000 |  |  |  |  | 12 | [6 empty] | 3 | #N/A | #N/A | 12 | #N/A | #N/A | #N/A | #N/A | #N/A | #N/A | #N/A | #N/A | #N/A | #N/A | #N/A | #N/A | #N/A | #N/A | #N/A
Frigidaire |  | 12000 |  |  |  |  | 12 | [6 empty] | 3 | #N/A | #N/A | 12 | #N/A | #N/A | #N/A | #N/A | #N/A | #N/A | #N/A | #N/A | #N/A | #N/A | #N/A | #N/A | #N/A | #N/A | #N/A
Frigidaire |  | 12000 |  |  |  |  | 12 | [6 empty] | 3 | #N/A | #N/A | 12 | #N/A | #N/A | #N/A | #N/A | #N/A | #N/A | #N/A | #N/A | #N/A | #N/A | #N/A | #N/A | #N/A | #N/A | #N/A
Frigidaire |  | 12000 |  |  |  |  | 12 | [6 empty] | 3 | #N/A | #N/A | 12 | #N/A | #N/A | #N/A | #N/A | #N/A | #N/A | #N/A | #N/A | #N/A | #N/A | #N/A | #N/A | #N/A | #N/A | #N/A
Frigidaire |  | 12000 |  |  |  |  | 12 | [6 empty] | 3 | #N/A | #N/A | 12 | #N/A | #N/A | #N/A | #N/A | #N/A | #N/A | #N/A | #N/A | #N/A | #N/A | #N/A | #N/A | #N/A | #N/A | #N/A
Frigidaire |  | 12000 |  |  |  |  | 12 | [6 empty] | 3 | #N/A | #N/A | 12 | #N/A | #N/A | #N/A | #N/A | #N/A | #N/A | #N/A | #N/A | #N/A | #N/A | #N/A | #N/A | #N/A | #N/A | #N/A
Frigidaire |  | 12000 |  |  |  |  | 12 | [6 empty] | 3 | #N/A | #N/A | 12 | #N/A | #N/A | #N/A | #N/A | #N/A | #N/A | #N/A | #N/A | #N/A | #N/A | #N/A | #N/A | #N/A | #N/A | #N/A
Frigidaire |  | 12000 |  |  |  |  | 12 | [6 empty] | 3 | #N/A | #N/A | 12 | #N/A | #N/A | #N/A | #N/A | #N/A | #N/A | #N/A | #N/A | #N/A | #N/A | #N/A | #N/A | #N/A | #N/A | #N/A
Frigidaire |  | 12000 |  |  |  |  | 12 | [6 empty] | 3 | #N/A | #N/A | 12 | #N/A | #N/A | #N/A | #N/A | #N/A | #N/A | #N/A | #N/A | #N/A | #N/A | #N/A | #N/A | #N/A | #N/A | #N/A
Frigidaire |  | 12000 |  |  |  |  | 12 | [6 empty] | 3 | #N/A | #N/A | 12 | #N/A | #N/A | #N/A | #N/A | #N/A | #N/A | #N/A | #N/A | #N/A | #N/A | #N/A | #N/A | #N/A | #N/A | #N/A
Frigidaire |  | 12000 |  |  |  |  | 12 | [6 empty] | 3 | #N/A | #N/A | 12 | #N/A | #N/A | #N/A | #N/A | #N/A | #N/A | #N/A | #N/A | #N/A | #N/A | #N/A | #N/A | #N/A | #N/A | #N/A
Frigidaire |  | 12000 |  |  |  |  | 12 | [6 empty] | 3 | #N/A | #N/A | 12 | #N/A | #N/A | #N/A | #N/A | #N/A | #N/A | #N/A | #N/A | #N/A | #N/A | #N/A | #N/A | #N/A | #N/A | #N/A
Frigidaire |  | 12000 |  |  |  |  | 12 | [6 empty] | 3 | #N/A | #N/A | 12 | #N/A | #N/A | #N/A | #N/A | #N/A | #N/A | #N/A | #N/A | #N/A | #N/A | #N/A | #N/A | #N/A | #N/A | #N/A
Frigidaire |  | 12000 |  |  |  |  | 12 | [6 empty] | 3 | #N/A | #N/A | 12 | #N/A | #N/A | #N/A | #N/A | #N/A | #N/A | #N/A | #N/A | #N/A | #N/A | #N/A | #N/A | #N/A | #N/A | #N/A
Frigidaire |  | 12000 |  |  |  |  | 12 | [6 empty] | 3 | #N/A | #N/A | 12 | #N/A | #N/A | #N/A | #N/A | #N/A | #N/A | #N/A | #N/A | #N/A | #N/A | #N/A | #N/A | #N/A | #N/A | #N/A
Frigidaire |  | 12000 |  |  |  |  | 12 | [6 empty] | 3 | #N/A | #N/A | 12 | #N/A | #N/A | #N/A | #N/A | #N/A | #N/A | #N/A | #N/A | #N/A | #N/A | #N/A | #N/A | #N/A | #N/A | #N/A
Frigidaire |  | 12000 |  |  |  |  | 12 | [6 empty] | 3 | #N/A | #N/A | 12 | #N/A | #N/A | #N/A | #N/A | #N/A | #N/A | #N/A | #N/A | #N/A | #N/A | #N/A | #N/A | #N/A | #N/A | #N/A
Frigidaire |  | 12000 |  |  |  |  | 12 | [6 empty] | 3 | #N/A | #N/A | 12 | #N/A | #N/A | #N/A | #N/A | #N/A | #N/A | #N/A | #N/A | #N/A | #N/A | #N/A | #N/A | #N/A | #N/A | #N/A
Frigidaire |  | 12000 |  |  |  |  | 12 | [6 empty] | 3 | #N/A | #N/A | 12 | #N/A | #N/A | #N/A | #N/A | #N/A | #N/A | #N/A | #N/A | #N/A | #N/A | #N/A | #N/A | #N/A | #N/A | #N/A
Frigidaire |  | 12000 |  |  |  |  | 12 | [6 empty] | 3 | #N/A | #N/A | 12 | #N/A | #N/A | #N/A | #N/A | #N/A | #N/A | #N/A | #N/A | #N/A | #N/A | #N/A | #N/A | #N/A | #N/A | #N/A
Frigidaire |  | 12000 |  |  |  |  | 12 | [6 empty] | 3 | #N/A | #N/A | 12 | #N/A | #N/A | #N/A | #N/A | #N/A | #N/A | #N/A | #N/A | #N/A | #N/A | #N/A | #N/A | #N/A | #N/A | #N/A
Frigidaire |  | 12000 |  |  |  |  | 12 | [6 empty] | 3 | #N/A | #N/A | 12 | #N/A | #N/A | #N/A | #N/A | #N/A | #N/A | #N/A | #N/A | #N/A | #N/A | #N/A | #N/A | #N/A | #N/A | #N/A
Frigidaire |  | 12000 |  |  |  |  | 12 | [6 empty] | 3 | #N/A | #N/A | 12 | #N/A | #N/A | #N/A | #N/A | #N/A | #N/A | #N/A | #N/A | #N/A | #N/A | #N/A | #N/A | #N/A | #N/A | #N/A
Frigidaire |  | 12000 |  |  |  |  | 12 | [6 empty] | 3 | #N/A | #N/A | 12 | #N/A | #N/A | #N/A | #N/A | #N/A | #N/A | #N/A | #N/A | #N/A | #N/A | #N/A | #N/A | #N/A | #N/A | #N/A
Frigidaire |  | 12000 |  |  |  |  | 12 | [6 empty] | 3 | #N/A | #N/A | 12 | #N/A | #N/A | #N/A | #N/A | #N/A | #N/A | #N/A | #N/A | #N/A | #N/A | #N/A | #N/A | #N/A | #N/A | #N/A
Frigidaire |  | 12000 |  |  |  |  | 12 | [6 empty] | 3 | #N/A | #N/A | 12 | #N/A | #N/A | #N/A | #N/A | #N/A | #N/A | #N/A | #N/A | #N/A | #N/A | #N/A | #N/A | #N/A | #N/A | #N/A
Frigidaire |  | 12000 |  |  |  |  | 12 | [6 empty] | 3 | #N/A | #N/A | 12 | #N/A | #N/A | #N/A | #N/A | #N/A | #N/A | #N/A | #N/A | #N/A | #N/A | #N/A | #N/A | #N/A | #N/A | #N/A
Frigidaire |  | 12000 |  |  |  |  | 12 | [6 empty] | 3 | #N/A | #N/A | 12 | #N/A | #N/A | #N/A | #N/A | #N/A | #N/A | #N/A | #N/A | #N/A | #N/A | #N/A | #N/A | #N/A | #N/A | #N/A
Frigidaire |  | 12000 |  |  |  |  | 12 | [6 empty] | 3 | #N/A | #N/A | 12 | #N/A | #N/A | #N/A | #N/A | #N/A | #N/A | #N/A | #N/A | #N/A | #N/A | #N/A | #N/A | #N/A | #N/A | #N/A
Frigidaire |  | 12000 |  |  |  |  | 12 | [6 empty] | 3 | #N/A | #N/A | 12 | #N/A | #N/A | #N/A | #N/A | #N/A | #N/A | #N/A | #N/A | #N/A | #N/A | #N/A | #N/A | #N/A | #N/A | #N/A
Frigidaire |  | 12000 |  |  |  |  | 12 | [6 empty] | 3 | #N/A | #N/A | 12 | #N/A | #N/A | #N/A | #N/A | #N/A | #N/A | #N/A | #N/A | #N/A | #N/A | #N/A | #N/A | #N/A | #N/A | #N/A
Frigidaire |  | 12000 |  |  |  |  | 12 | [6 empty] | 3 | #N/A | #N/A | 12 | #N/A | #N/A | #N/A | #N/A | #N/A | #N/A | #N/A | #N/A | #N/A | #N/A | #N/A | #N/A | #N/A | #N/A | #N/A
Frigidaire |  | 12000 |  |  |  |  | 12 | [6 empty] | 3 | #N/A | #N/A | 12 | #N/A | #N/A | #N/A | #N/A | #N/A | #N/A | #N/A | #N/A | #N/A | #N/A | #N/A | #N/A | #N/A | #N/A | #N/A
Frigidaire |  | 12000 |  |  |  |  | 12 | [6 empty] | 3 | #N/A | #N/A | 12 | #N/A | #N/A | #N/A | #N/A | #N/A | #N/A | #N/A | #N/A | #N/A | #N/A | #N/A | #N/A | #N/A | #N/A | #N/A
Frigidaire |  | 12000 |  |  |  |  | 12 | [6 empty] | 3 | #N/A | #N/A | 12 | #N/A | #N/A | #N/A | #N/A | #N/A | #N/A | #N/A | #N/A | #N/A | #N/A | #N/A | #N/A | #N/A | #N/A | #N/A
Frigidaire |  | 12000 |  |  |  |  | 12 | [6 empty] | 3 | #N/A | #N/A | 12 | #N/A | #N/A | #N/A | #N/A | #N/A | #N/A | #N/A | #N/A | #N/A | #N/A | #N/A | #N/A | #N/A | #N/A | #N/A
Frigidaire |  | 12000 |  |  |  |  | 12 | [6 empty] | 3 | #N/A | #N/A | 12 | #N/A | #N/A | #N/A | #N/A | #N/A | #N/A | #N/A | #N/A | #N/A | #N/A | #N/A | #N/A | #N/A | #N/A | #N/A
Frigidaire |  | 12000 |  |  |  |  | 12 | [6 empty] | 3 | #N/A | #N/A | 12 | #N/A | #N/A | #N/A | #N/A | #N/A | #N/A | #N/A | #N/A | #N/A | #N/A | #N/A | #N/A | #N/A | #N/A | #N/A
Frigidaire |  | 12000 |  |  |  |  | 12 | [6 empty] | 3 | #N/A | #N/A | 12 | #N/A | #N/A | #N/A | #N/A | #N/A | #N/A | #N/A | #N/A | #N/A | #N/A | #N/A | #N/A | #N/A | #N/A | #N/A
Frigidaire |  | 12000 |  |  |  |  | 12 | [6 empty] | 3 | #N/A | #N/A | 12 | #N/A | #N/A | #N/A | #N/A | #N/A | #N/A | #N/A | #N/A | #N/A | #N/A | #N/A | #N/A | #N/A | #N/A | #N/A
Frigidaire |  | 12000 |  |  |  |  | 12 | [6 empty] | 3 | #N/A | #N/A | 12 | #N/A | #N/A | #N/A | #N/A | #N/A | #N/A | #N/A | #N/A | #N/A | #N/A | #N/A | #N/A | #N/A | #N/A | #N/A
Frigidaire |  | 12000 |  |  |  |  | 12 | [6 empty] | 3 | #N/A | #N/A | 12 | #N/A | #N/A | #N/A | #N/A | #N/A | #N/A | #N/A | #N/A | #N/A | #N/A | #N/A | #N/A | #N/A | #N/A | #N/A
Frigidaire |  | 12000 |  |  |  |  | 12 | [6 empty] | 3 | #N/A | #N/A | 12 | #N/A | #N/A | #N/A | #N/A | #N/A | #N/A | #N/A | #N/A | #N/A | #N/A | #N/A | #N/A | #N/A | #N/A | #N/A
Frigidaire |  | 12000 |  |  |  |  | 12 | [6 empty] | 3 | #N/A | #N/A | 12 | #N/A | #N/A | #N/A | #N/A | #N/A | #N/A | #N/A | #N/A | #N/A | #N/A | #N/A | #N/A | #N/A | #N/A | #N/A
Frigidaire |  | 12000 |  |  |  |  | 12 | [6 empty] | 3 | #N/A | #N/A | 12 | #N/A | #N/A | #N/A | #N/A | #N/A | #N/A | #N/A | #N/A | #N/A | #N/A | #N/A | #N/A | #N/A | #N/A | #N/A
Frigidaire |  | 12000 |  |  |  |  | 12 | [6 empty] | 3 | #N/A | #N/A | 12 | #N/A | #N/A | #N/A | #N/A | #N/A | #N/A | #N/A | #N/A | #N/A | #N/A | #N/A | #N/A | #N/A | #N/A | #N/A
Frigidaire |  | 12000 |  |  |  |  | 12 | [6 empty] | 3 | #N/A | #N/A | 12 | #N/A | #N/A | #N/A | #N/A | #N/A | #N/A | #N/A | #N/A | #N/A | #N/A | #N/A | #N/A | #N/A | #N/A | #N/A
Frigidaire |  | 12000 |  |  |  |  | 12 | [6 empty] | 3 | #N/A | #N/A | 12 | #N/A | #N/A | #N/A | #N/A | #N/A | #N/A | #N/A | #N/A | #N/A | #N/A | #N/A | #N/A | #N/A | #N/A | #N/A
Breeze33 |  | 12000 |  |  |  |  | 12 | [6 empty] | 3 | #N/A | #N/A | 12 | #N/A | #N/A | #N/A | #N/A | #N/A | #N/A | #N/A | #N/A | #N/A | #N/A | #N/A | #N/A | #N/A | #N/A | #N/A
Breeze33 |  | 12000 |  |  |  |  | 12 | [6 empty] | 3 | #N/A | #N/A | 12 | #N/A | #N/A | #N/A | #N/A | #N/A | #N/A | #N/A | #N/A | #N/A | #N/A | #N/A | #N/A | #N/A | #N/A | #N/A
Breeze33 |  | 12000 |  |  |  |  | 12 | [6 empty] | 3 | #N/A | #N/A | 12 | #N/A | #N/A | #N/A | #N/A | #N/A | #N/A | #N/A | #N/A | #N/A | #N/A | #N/A | #N/A | #N/A | #N/A | #N/A
Breeze33 |  | 12000 |  |  |  |  | 12 | [6 empty] | 3 | #N/A | #N/A | 12 | #N/A | #N/A | #N/A | #N/A | #N/A | #N/A | #N/A | #N/A | #N/A | #N/A | #N/A | #N/A | #N/A | #N/A | #N/A
Breeze33 |  | 12000 |  |  |  |  | 12 | [6 empty] | 3 | #N/A | #N/A | 12 | #N/A | #N/A | #N/A | #N/A | #N/A | #N/A | #N/A | #N/A | #N/A | #N/A | #N/A | #N/A | #N/A | #N/A | #N/A
Breeze33 |  | 12000 |  |  |  |  | 12 | [6 empty] | 3 | #N/A | #N/A | 12 | #N/A | #N/A | #N/A | #N/A | #N/A | #N/A | #N/A | #N/A | #N/A | #N/A | #N/A | #N/A | #N/A | #N/A | #N/A
Breeze33 |  | 12000 |  |  |  |  | 12 | [6 empty] | 3 | #N/A | #N/A | 12 | #N/A | #N/A | #N/A | #N/A | #N/A | #N/A | #N/A | #N/A | #N/A | #N/A | #N/A | #N/A | #N/A | #N/A | #N/A
Breeze33 |  | 12000 |  |  |  |  | 12 | [6 empty] | 3 | #N/A | #N/A | 12 | #N/A | #N/A | #N/A | #N/A | #N/A | #N/A | #N/A | #N/A | #N/A | #N/A | #N/A | #N/A | #N/A | #N/A | #N/A
Breeze33 |  | 12000 |  |  |  |  | 12 | [6 empty] | 3 | #N/A | #N/A | 12 | #N/A | #N/A | #N/A | #N/A | #N/A | #N/A | #N/A | #N/A | #N/A | #N/A | #N/A | #N/A | #N/A | #N/A | #N/A
Breeze33 |  | 12000 |  |  |  |  | 12 | [6 empty] | 3 | #N/A | #N/A | 12 | #N/A | #N/A | #N/A | #N/A | #N/A | #N/A | #N/A | #N/A | #N/A | #N/A | #N/A | #N/A | #N/A | #N/A | #N/A
Toshiba |  | 12000 |  |  |  |  | 12 | [6 empty] | 3 | #N/A | #N/A | 12 | #N/A | #N/A | #N/A | #N/A | #N/A | #N/A | #N/A | #N/A | #N/A | #N/A | #N/A | #N/A | #N/A | #N/A | #N/A
Toshiba |  | 12000 |  |  |  |  | 12 | [6 empty] | 3 | #N/A | #N/A | 12 | #N/A | #N/A | #N/A | #N/A | #N/A | #N/A | #N/A | #N/A | #N/A | #N/A | #N/A | #N/A | #N/A | #N/A | #N/A
Toshiba |  | 12000 |  |  |  |  | 12 | [6 empty] | 3 | #N/A | #N/A | 12 | #N/A | #N/A | #N/A | #N/A | #N/A | #N/A | #N/A | #N/A | #N/A | #N/A | #N/A | #N/A | #N/A | #N/A | #N/A
Toshiba |  | 12000 |  |  |  |  | 12 | [6 empty] | 3 | #N/A | #N/A | 12 | #N/A | #N/A | #N/A | #N/A | #N/A | #N/A | #N/A | #N/A | #N/A | #N/A | #N/A | #N/A | #N/A | #N/A | #N/A
OLMO |  | 12000 |  |  |  |  | 12 | [6 empty] | 3 | #N/A | #N/A | 12 | #N/A | #N/A | #N/A | #N/A | #N/A | #N/A | #N/A | #N/A | #N/A | #N/A | #N/A | #N/A | #N/A | #N/A | #N/A
OLMO |  | 12000 |  |  |  |  | 12 | [6 empty] | 3 | #N/A | #N/A | 12 | #N/A | #N/A | #N/A | #N/A | #N/A | #N/A | #N/A | #N/A | #N/A | #N/A | #N/A | #N/A | #N/A | #N/A | #N/A
OLMO |  | 12000 |  |  |  |  | 12 | [6 empty] | 3 | #N/A | #N/A | 12 | #N/A | #N/A | #N/A | #N/A | #N/A | #N/A | #N/A | #N/A | #N/A | #N/A | #N/A | #N/A | #N/A | #N/A | #N/A
OLMO |  | 12000 |  |  |  |  | 12 | [6 empty] | 3 | #N/A | #N/A | 12 | #N/A | #N/A | #N/A | #N/A | #N/A | #N/A | #N/A | #N/A | #N/A | #N/A | #N/A | #N/A | #N/A | #N/A | #N/A
BEVOI |  | 12000 |  |  |  |  | 12 | [6 empty] | 3 | #N/A | #N/A | 12 | #N/A | #N/A | #N/A | #N/A | #N/A | #N/A | #N/A | #N/A | #N/A | #N/A | #N/A | #N/A | #N/A | #N/A | #N/A
BEVOI |  | 12000 |  |  |  |  | 12 | [6 empty] | 3 | #N/A | #N/A | 12 | #N/A | #N/A | #N/A | #N/A | #N/A | #N/A | #N/A | #N/A | #N/A | #N/A | #N/A | #N/A | #N/A | #N/A | #N/A
RCA |  | 12000 |  |  |  |  | 12 | [6 empty] | 3 | #N/A | #N/A | 12 | #N/A | #N/A | #N/A | #N/A | #N/A | #N/A | #N/A | #N/A | #N/A | #N/A | #N/A | #N/A | #N/A | #N/A | #N/A
RCA |  | 12100 |  |  |  |  | 12 | [6 empty] | 3 | #N/A | #N/A | 12 | #N/A | #N/A | #N/A | #N/A | #N/A | #N/A | #N/A | #N/A | #N/A | #N/A | #N/A | #N/A | #N/A | #N/A | #N/A
Commercial cool |  | 12100 |  |  |  |  | 12 | [6 empty] | 3 | #N/A | #N/A | 12 | #N/A | #N/A | #N/A | #N/A | #N/A | #N/A | #N/A | #N/A | #N/A | #N/A | #N/A | #N/A | #N/A | #N/A | #N/A
BLACK+DECKER |  | 12100 |  |  |  |  | 12 | [6 empty] | 3 | #N/A | #N/A | 12 | #N/A | #N/A | #N/A | #N/A | #N/A | #N/A | #N/A | #N/A | #N/A | #N/A | #N/A | #N/A | #N/A | #N/A | #N/A
BLACK+DECKER |  | 12100 |  |  |  |  | 12 | [6 empty] | 3 | #N/A | #N/A | 12 | #N/A | #N/A | #N/A | #N/A | #N/A | #N/A | #N/A | #N/A | #N/A | #N/A | #N/A | #N/A | #N/A | #N/A | #N/A
BLACK+DECKER |  | 12100 |  |  |  |  | 12 | [6 empty] | 3 | #N/A | #N/A | 12 | #N/A | #N/A | #N/A | #N/A | #N/A | #N/A | #N/A | #N/A | #N/A | #N/A | #N/A | #N/A | #N/A | #N/A | #N/A
Commercial cool |  | 12100 |  |  |  |  | 12 | [6 empty] | 3 | #N/A | #N/A | 12 | #N/A | #N/A | #N/A | #N/A | #N/A | #N/A | #N/A | #N/A | #N/A | #N/A | #N/A | #N/A | #N/A | #N/A | #N/A
Commercial cool |  | 12100 |  |  |  |  | 12 | [6 empty] | 3 | #N/A | #N/A | 12 | #N/A | #N/A | #N/A | #N/A | #N/A | #N/A | #N/A | #N/A | #N/A | #N/A | #N/A | #N/A | #N/A | #N/A | #N/A
BLACK+DECKER |  | 13800 |  |  |  |  | 12 | [6 empty] | 3 | #N/A | #N/A | 12 | #N/A | #N/A | #N/A | #N/A | #N/A | #N/A | #N/A | #N/A | #N/A | #N/A | #N/A | #N/A | #N/A | #N/A | #N/A
BLACK+DECKER |  | 5000 |  |  |  |  | 12.1 | [6 empty] | 1 | 12.1 | #N/A | #N/A | #N/A | #N/A | #N/A | #N/A | #N/A | #N/A | #N/A | #N/A | #N/A | #N/A | #N/A | #N/A | #N/A | #N/A | #N/A
BLACK+DECKER |  | 5000 |  |  |  |  | 12.1 | [6 empty] | 1 | 12.1 | #N/A | #N/A | #N/A | #N/A | #N/A | #N/A | #N/A | #N/A | #N/A | #N/A | #N/A | #N/A | #N/A | #N/A | #N/A | #N/A | #N/A
Keystone |  | 5000 |  |  |  |  | 12.1 | [6 empty] | 1 | 12.1 | #N/A | #N/A | #N/A | #N/A | #N/A | #N/A | #N/A | #N/A | #N/A | #N/A | #N/A | #N/A | #N/A | #N/A | #N/A | #N/A | #N/A
Keystone |  | 5000 |  |  |  |  | 12.1 | [6 empty] | 1 | 12.1 | #N/A | #N/A | #N/A | #N/A | #N/A | #N/A | #N/A | #N/A | #N/A | #N/A | #N/A | #N/A | #N/A | #N/A | #N/A | #N/A | #N/A
Keystone |  | 5000 |  |  |  |  | 12.1 | [6 empty] | 1 | 12.1 | #N/A | #N/A | #N/A | #N/A | #N/A | #N/A | #N/A | #N/A | #N/A | #N/A | #N/A | #N/A | #N/A | #N/A | #N/A | #N/A | #N/A
Keystone |  | 5000 |  |  |  |  | 12.1 | [6 empty] | 1 | 12.1 | #N/A | #N/A | #N/A | #N/A | #N/A | #N/A | #N/A | #N/A | #N/A | #N/A | #N/A | #N/A | #N/A | #N/A | #N/A | #N/A | #N/A
Keystone |  | 5000 |  |  |  |  | 12.1 | [6 empty] | 1 | 12.1 | #N/A | #N/A | #N/A | #N/A | #N/A | #N/A | #N/A | #N/A | #N/A | #N/A | #N/A | #N/A | #N/A | #N/A | #N/A | #N/A | #N/A
Impecca |  | 5000 |  |  |  |  | 12.1 | [6 empty] | 1 | 12.1 | #N/A | #N/A | #N/A | #N/A | #N/A | #N/A | #N/A | #N/A | #N/A | #N/A | #N/A | #N/A | #N/A | #N/A | #N/A | #N/A | #N/A
Impecca |  | 5200 |  |  |  |  | 12.1 | [6 empty] | 1 | 12.1 | #N/A | #N/A | #N/A | #N/A | #N/A | #N/A | #N/A | #N/A | #N/A | #N/A | #N/A | #N/A | #N/A | #N/A | #N/A | #N/A | #N/A
Impecca |  | 5200 |  |  |  |  | 12.1 | [6 empty] | 1 | 12.1 | #N/A | #N/A | #N/A | #N/A | #N/A | #N/A | #N/A | #N/A | #N/A | #N/A | #N/A | #N/A | #N/A | #N/A | #N/A | #N/A | #N/A
Impecca |  | 5200 |  |  |  |  | 12.1 | [6 empty] | 1 | 12.1 | #N/A | #N/A | #N/A | #N/A | #N/A | #N/A | #N/A | #N/A | #N/A | #N/A | #N/A | #N/A | #N/A | #N/A | #N/A | #N/A | #N/A
Impecca |  | 5200 |  |  |  |  | 12.1 | [6 empty] | 1 | 12.1 | #N/A | #N/A | #N/A | #N/A | #N/A | #N/A | #N/A | #N/A | #N/A | #N/A | #N/A | #N/A | #N/A | #N/A | #N/A | #N/A | #N/A
Impecca |  | 5300 |  |  |  |  | 12.1 | [6 empty] | 1 | 12.1 | #N/A | #N/A | #N/A | #N/A | #N/A | #N/A | #N/A | #N/A | #N/A | #N/A | #N/A | #N/A | #N/A | #N/A | #N/A | #N/A | #N/A
Impecca |  | 6000 |  |  |  |  | 12.1 | [6 empty] | 2
Impecca |  | 6000 |  |  |  |  | 12.1 | [6 empty] | 2
Impecca |  | 6000 |  |  |  |  | 12.1 | [6 empty] | 2
Comfort Aire |  | 6000 |  |  |  |  | 12.1 | [6 empty] | 2
Comfort Aire |  | 6000 |  |  |  |  | 12.1 | [6 empty] | 2
Comfort Aire |  | 6000 |  |  |  |  | 12.1 | [6 empty] | 2
Comfort Aire |  | 6000 |  |  |  |  | 12.1 | [6 empty] | 2
Comfort Aire |  | 6000 |  |  |  |  | 12.1 | [6 empty] | 2
Comfort Aire |  | 6000 |  |  |  |  | 12.1 | [6 empty] | 2
Comfort Aire |  | 6000 |  |  |  |  | 12.1 | [6 empty] | 2
Comfort Aire |  | 6000 |  |  |  |  | 12.1 | [6 empty] | 2
Comfort Aire |  | 6000 |  |  |  |  | 12.1 | [6 empty] | 2
Comfort Aire |  | 6000 |  |  |  |  | 12.1 | [6 empty] | 2
Comfort Aire |  | 6000 |  |  |  |  | 12.1 | [6 empty] | 2
Comfort Aire |  | 6000 |  |  |  |  | 12.1 | [6 empty] | 2
Comfort Aire |  | 6000 |  |  |  |  | 12.1 | [6 empty] | 2
Coast Air |  | 6000 |  |  |  |  | 12.1 | [6 empty] | 2
Coast Air |  | 6000 |  |  |  |  | 12.1 | [6 empty] | 2
Coast Air |  | 6000 |  |  |  |  | 12.1 | [6 empty] | 2
Coast Air |  | 6000 |  |  |  |  | 12.1 | [6 empty] | 2
Coast Air |  | 6000 |  |  |  |  | 12.1 | [6 empty] | 2
Coast Air |  | 6000 |  |  |  |  | 12.1 | [6 empty] | 2
Comfort Aire |  | 6000 |  |  |  |  | 12.1 | [6 empty] | 2
Comfort Aire |  | 6000 |  |  |  |  | 12.1 | [6 empty] | 2
Comfort Aire |  | 6000 |  |  |  |  | 12.1 | [6 empty] | 2
Comfort Aire |  | 6000 |  |  |  |  | 12.1 | [6 empty] | 2
Truett Plus |  | 6000 |  |  |  |  | 12.1 | [6 empty] | 2
Truett Plus |  | 6000 |  |  |  |  | 12.1 | [6 empty] | 2
Truett Plus |  | 6000 |  |  |  |  | 12.1 | [6 empty] | 2
Truett Plus |  | 6000 |  |  |  |  | 12.1 | [6 empty] | 2
Norpole |  | 6000 |  |  |  |  | 12.1 | [6 empty] | 2
Norpole |  | 6000 |  |  |  |  | 12.1 | [6 empty] | 2
Norpole |  | 6000 |  |  |  |  | 12.1 | [6 empty] | 2
Norpole |  | 6000 |  |  |  |  | 12.1 | [6 empty] | 2
MAGNAVOX |  | 6000 |  |  |  |  | 12.1 | [6 empty] | 2
MAGNAVOX |  | 6000 |  |  |  |  | 12.1 | [6 empty] | 2
MAGNAVOX |  | 6000 |  |  |  |  | 12.1 | [6 empty] | 2
MAGNAVOX |  | 6000 |  |  |  |  | 12.1 | [6 empty] | 2
Ocean Breeze |  | 6000 |  |  |  |  | 12.1 | [6 empty] | 2
Ocean Breeze |  | 6000 |  |  |  |  | 12.1 | [6 empty] | 2
Ocean Breeze |  | 6000 |  |  |  |  | 12.1 | [6 empty] | 2
Ocean Breeze |  | 6000 |  |  |  |  | 12.1 | [6 empty] | 2
Ocean Breeze |  | 6000 |  |  |  |  | 12.1 | [6 empty] | 2
Ocean Breeze |  | 6000 |  |  |  |  | 12.1 | [6 empty] | 2
Ocean Breeze |  | 6000 |  |  |  |  | 12.1 | [6 empty] | 2
Sarasota breeze |  | 6000 |  |  |  |  | 12.1 | [6 empty] | 2
Crosley |  | 6000 |  |  |  |  | 12.1 | [6 empty] | 2
Crosley |  | 6000 |  |  |  |  | 12.1 | [6 empty] | 2
Crosley |  | 6000 |  |  |  |  | 12.1 | [6 empty] | 2
Crosley |  | 6000 |  |  |  |  | 12.1 | [6 empty] | 2
Crosley |  | 6000 |  |  |  |  | 12.1 | [6 empty] | 2
Crosley |  | 6000 |  |  |  |  | 12.1 | [6 empty] | 2
Crosley |  | 6000 |  |  |  |  | 12.1 | [6 empty] | 2
Crosley |  | 6000 |  |  |  |  | 12.1 | [6 empty] | 2
Crosley |  | 6000 |  |  |  |  | 12.1 | [6 empty] | 2
Crosley |  | 6000 |  |  |  |  | 12.1 | [6 empty] | 2
Homepointe |  | 6000 |  |  |  |  | 12.1 | [6 empty] | 2
Homepointe |  | 6000 |  |  |  |  | 12.1 | [6 empty] | 2
Homepointe |  | 6000 |  |  |  |  | 12.1 | [6 empty] | 2
Homepointe |  | 6000 |  |  |  |  | 12.1 | [6 empty] | 2
Homepointe |  | 6000 |  |  |  |  | 12.1 | [6 empty] | 2
Homepointe |  | 6000 |  |  |  |  | 12.1 | [6 empty] | 2
Midea |  | 6000 |  |  |  |  | 12.1 | [6 empty] | 2
Midea |  | 6000 |  |  |  |  | 12.1 | [6 empty] | 2
Midea |  | 6000 |  |  |  |  | 12.1 | [6 empty] | 2
Midea |  | 6000 |  |  |  |  | 12.1 | [6 empty] | 2
Midea |  | 6000 |  |  |  |  | 12.1 | [6 empty] | 2
Midea |  | 6000 |  |  |  |  | 12.1 | [6 empty] | 2
Midea |  | 6000 |  |  |  |  | 12.1 | [6 empty] | 2
Midea |  | 6000 |  |  |  |  | 12.1 | [6 empty] | 2
Midea |  | 6000 |  |  |  |  | 12.1 | [6 empty] | 2
Midea |  | 6000 |  |  |  |  | 12.1 | [6 empty] | 2
Midea |  | 6100 |  |  |  |  | 12.1 | [6 empty] | 2
Midea |  | 6100 |  |  |  |  | 12.1 | [6 empty] | 2
Midea |  | 6100 |  |  |  |  | 12.1 | [6 empty] | 2
Midea |  | 6100 |  |  |  |  | 12.1 | [6 empty] | 2
Midea |  | 6400 |  |  |  |  | 12.1 | [6 empty] | 2
Midea |  | 6400 |  |  |  |  | 12.1 | [6 empty] | 2
Midea |  | 6400 |  |  |  |  | 12.1 | [6 empty] | 2
Midea |  | 12000 |  |  |  |  | 12.3 | [6 empty] | 3
Midea |  | 12000 |  |  |  |  | 12.3 | [6 empty] | 3
Midea |  | 6000 |  |  |  |  | 12.4 | [6 empty] | 2
Midea |  | 12000 |  |  |  |  | 13.3 | [6 empty] | 11
Midea |  | 12000 |  |  |  |  | 13.3 | [6 empty] | 11
Pelonis |  | 23500 |  |  |  |  | 14.3 | [6 empty] | 5a
Pelonis |  | 23500 |  |  |  |  | 14.3 | [6 empty] | 5a
Arctic King |  | 8000 |  |  |  |  | 14.5 | [6 empty] | 11
Arctic King |  | 13500 |  |  |  |  | 14.7 | [6 empty] | 3
Arctic King |  | 14000 |  |  |  |  | 14.7 | [6 empty] | 4
Arctic King |  | 14000 |  |  |  |  | 14.7 | [6 empty] | 4
Arctic King |  | 18000 |  |  |  |  | 14.7 | [6 empty] | 4
Arctic King |  | 8000 |  |  |  |  | 15 | [6 empty] | 3
Arctic King |  | 8000 |  |  |  |  | 15 | [6 empty] | 3
Arctic King |  | 8000 |  |  |  |  | 15 | [6 empty] | 3
Arctic King |  | 8000 |  |  |  |  | 15 | [6 empty] | 3
Arctic King |  | 8000 |  |  |  |  | 15 | [6 empty] | 3
Midea |  | 8000 |  |  |  |  | 15 | [6 empty] | 3
Midea |  | 8000 |  |  |  |  | 15 | [6 empty] | 3
Comfort Aire |  | 8000 |  |  |  |  | 15 | [6 empty] | 3
Comfort Aire |  | 8000 |  |  |  |  | 15 | [6 empty] | 3
HISENSE |  | 8000 |  |  |  |  | 15 | [6 empty] | 3
GREE |  | 8000 |  |  |  |  | 15 | [6 empty] | 3
GREE |  | 8000 |  |  |  |  | 15 | [6 empty] | 3
GREE |  | 8000 |  |  |  |  | 15 | [6 empty] | 3
GREE |  | 8000 |  |  |  |  | 15 | [6 empty] | 3
GREE |  | 8000 |  |  |  |  | 15 | [6 empty] | 3
GREE |  | 8000 |  |  |  |  | 15 | [6 empty] | 3
GREE |  | 8000 |  |  |  |  | 15 | [6 empty] | 3
GREE |  | 8000 |  |  |  |  | 15 | [6 empty] | 3
Frigidaire |  | 8000 |  |  |  |  | 15 | [6 empty] | 3
Frigidaire |  | 8000 |  |  |  |  | 15 | [6 empty] | 3
Denali Aire |  | 8000 |  |  |  |  | 15 | [6 empty] | 3
Perfect aire |  | 8000 |  |  |  |  | 15 | [6 empty] | 3
Perfect aire |  | 8000 |  |  |  |  | 15 | [6 empty] | 3
Perfect aire |  | 8000 |  |  |  |  | 15 | [6 empty] | 3
Perfect aire |  | 8000 |  |  |  |  | 15 | [6 empty] | 3
Perfect aire |  | 8000 |  |  |  |  | 15 | [6 empty] | 3
Perfect aire |  | 8000 |  |  |  |  | 15 | [6 empty] | 3
Perfect aire |  | 8000 |  |  |  |  | 15 | [6 empty] | 3
Perfect aire |  | 8000 |  |  |  |  | 15 | [6 empty] | 3
Perfect aire |  | 10000 |  |  |  |  | 15 | [6 empty] | 3
Perfect aire |  | 10000 |  |  |  |  | 15 | [6 empty] | 3
Perfect aire |  | 10000 |  |  |  |  | 15 | [6 empty] | 3
Perfect aire |  | 10000 |  |  |  |  | 15 | [6 empty] | 3
Perfect aire |  | 10000 |  |  |  |  | 15 | [6 empty] | 3
Perfect aire |  | 10000 |  |  |  |  | 15 | [6 empty] | 3
Perfect aire |  | 10000 |  |  |  |  | 15 | [6 empty] | 3
Perfect aire |  | 10000 |  |  |  |  | 15 | [6 empty] | 3
Perfect aire |  | 10000 |  |  |  |  | 15 | [6 empty] | 3
Arctic Wind |  | 10000 |  |  |  |  | 15 | [6 empty] | 3
MRCOOL |  | 10000 |  |  |  |  | 15 | [6 empty] | 3
Perfect aire |  | 10000 |  |  |  |  | 15 | [6 empty] | 3
Perfect aire |  | 10000 |  |  |  |  | 15 | [6 empty] | 3
HISENSE |  | 10000 |  |  |  |  | 15 | [6 empty] | 3
HISENSE |  | 10000 |  |  |  |  | 15 | [6 empty] | 3
HISENSE |  | 10000 |  |  |  |  | 15 | [6 empty] | 3
HISENSE |  | 10000 |  |  |  |  | 15 | [6 empty] | 3
HISENSE |  | 10000 |  |  |  |  | 15 | [6 empty] | 3
HISENSE |  | 10000 |  |  |  |  | 15 | [6 empty] | 3
HISENSE |  | 10000 |  |  |  |  | 15 | [6 empty] | 3
HISENSE |  | 10000 |  |  |  |  | 15 | [6 empty] | 3
HISENSE |  | 10000 |  |  |  |  | 15 | [6 empty] | 3
HISENSE |  | 12000 |  |  |  |  | 15 | [6 empty] | 3
TECHVILLA |  | 12000 |  |  |  |  | 15 | [6 empty] | 3
HISENSE |  | 12000 |  |  |  |  | 15 | [6 empty] | 3
HISENSE |  | 12000 |  |  |  |  | 15 | [6 empty] | 3
HISENSE |  | 12000 |  |  |  |  | 15 | [6 empty] | 3
Emerson Quiet Kool |  | 12000 |  |  |  |  | 15 | [6 empty] | 3
Emerson Quiet Kool |  | 12000 |  |  |  |  | 15 | [6 empty] | 3
Emerson Quiet Kool |  | 12000 |  |  |  |  | 15 | [6 empty] | 3
Emerson Quiet Kool |  | 12000 |  |  |  |  | 15 | [6 empty] | 3
Emerson Quiet Kool |  | 12000 |  |  |  |  | 15 | [6 empty] | 3
Emerson Quiet Kool |  | 12000 |  |  |  |  | 15 | [6 empty] | 3
Emerson Quiet Kool |  | 12000 |  |  |  |  | 15 | [6 empty] | 3
Emerson Quiet Kool |  | 12000 |  |  |  |  | 15 | [6 empty] | 3
Emerson Quiet Kool |  | 12000 |  |  |  |  | 15 | [6 empty] | 3
Emerson Quiet Kool |  | 12000 |  |  |  |  | 15 | [6 empty] | 3
Emerson Quiet Kool |  | 12000 |  |  |  |  | 15 | [6 empty] | 3
Emerson Quiet Kool |  | 12000 |  |  |  |  | 15 | [6 empty] | 3
Emerson Quiet Kool |  | 12000 |  |  |  |  | 15 | [6 empty] | 3
Emerson Quiet Kool |  | 12000 |  |  |  |  | 15 | [6 empty] | 3
GREE |  | 12000 |  |  |  |  | 15 | [6 empty] | 3
GREE |  | 12000 |  |  |  |  | 15 | [6 empty] | 3
GREE |  | 12000 |  |  |  |  | 15 | [6 empty] | 3
GREE |  | 14000 |  |  |  |  | 15 | [6 empty] | 4
GREE |  | 18000 |  |  |  |  | 15 | [6 empty] | 4
GREE |  | 18000 |  |  |  |  | 15 | [6 empty] | 4
GREE |  | 22000 |  |  |  |  | 15 | [6 empty] | 5a
GREE |  | 22000 |  |  |  |  | 15 | [6 empty] | 5a
GREE |  | 10000 |  |  |  |  | 15.1 | [6 empty] | 3
CHIONE |  | 10200 |  |  |  |  | 15.1 | [6 empty] | 3
HISENSE |  | 8000 |  |  |  |  | 15.2 | [6 empty] | 3
Garrison |  | 12000 |  |  |  |  | 15.2 | [6 empty] | 3
Garrison |  | 14000 |  |  |  |  | 15.2 | [6 empty] | 4
Garrison |  | 14400 |  |  |  |  | 15.2 | [6 empty] | 4
Garrison |  | 8100 |  |  |  |  | 15.4 | [6 empty] | 3
Garrison |  | 12200 |  |  |  |  | 15.4 | [6 empty] | 3
Garrison |  | 8000 |  |  |  |  | 15.5 | [6 empty] | 3
Garrison |  | 8000 |  |  |  |  | 15.5 | [6 empty] | 3
Garrison |  | 10100 |  |  |  |  | 15.7 | [6 empty] | 3
GREE
GREE
GREE
GREE
KANIONco
KANIONco
KANIONco
KANIONco
KANIONco
Global Industrial
Global Industrial
TCL
RCA
TECHVILLA
Pelonis
GREE
GREE
FRIEDRICH
FRIEDRICH
TCL
TCL
TCL
Comfort Aire
Comfort Aire
Coast Air
Coast Air
Coast Air
Coast Air
Coast Air
Coast Air
Coast Air
Coast Air
Comfort Aire
EMERSON QUIET KOOL

## 6. DOE Certification Dataset
Table 9: DOE Certification Dataset | Source: | https://www.regulations.doe.gov/certification-data/CCMS-4-Air_Conditioners_and_Heat_Pumps_-_Room_Air_Conditioners.html#q=Product_Group_s%3A%22Air%20Conditioners%20and%20Heat%20Pumps%20-%20Room%20Air%20Conditioners%22 | [7 empty] | CEER by Product Category
Brand Name | Model Number | Product Class | Cooling Capacity (Btu/hr) | Reported Combined Energy Efficiency Ratio (CEER) | Representitive Base Model | Lower Capacity Bin | Higher Capacity Bin | Product Group | Product Class Number | 1 | 2 | 3 | 4 | 5a | 5b | 6 | 7 | 8a | 8b | 9 | 10 | 11 | 12 | 13 | 14 | 15 | 16
Frigidaire | FFRA2822R2E | (5b) Without reverse cycle, with louvered sides, and 28,000 Btu/h or more | 28000 | 9 | No |  | 28000 | (5b) Without reverse cycle, with louvered sides, and 28,000 Btu/h or more | #N/A | #N/A | #N/A | #N/A | #N/A | #N/A | #N/A | #N/A | #N/A | #N/A | #N/A | #N/A | #N/A | #N/A | #N/A | #N/A | #N/A | #N/A | #N/A
Frigidaire | FFRA2822U2E (208V) | (5b) Without reverse cycle, with louvered sides, and 28,000 Btu/h or more | 28000 | 9 | No |  | 28000 | (5b) Without reverse cycle, with louvered sides, and 28,000 Btu/h or more | #N/A | #N/A | #N/A | #N/A | #N/A | #N/A | #N/A | #N/A | #N/A | #N/A | #N/A | #N/A | #N/A | #N/A | #N/A | #N/A | #N/A | #N/A | #N/A
Frigidaire | FFRA2822U2 (208V) | (5b) Without reverse cycle, with louvered sides, and 28,000 Btu/h or more | 28000 | 9 | No |  | 28000 | (5b) Without reverse cycle, with louvered sides, and 28,000 Btu/h or more | #N/A | #N/A | #N/A | #N/A | #N/A | #N/A | #N/A | #N/A | #N/A | #N/A | #N/A | #N/A | #N/A | #N/A | #N/A | #N/A | #N/A | #N/A | #N/A
Frigidaire | FFRA2822R2 | (5b) Without reverse cycle, with louvered sides, and 28,000 Btu/h or more | 28000 | 9 | Yes |  | 28000 | (5b) Without reverse cycle, with louvered sides, and 28,000 Btu/h or more | #N/A | #N/A | #N/A | #N/A | #N/A | #N/A | #N/A | #N/A | #N/A | #N/A | #N/A | #N/A | #N/A | #N/A | #N/A | #N/A | #N/A | #N/A | #N/A
Frigidaire | FFRA282WAE | (5b) Without reverse cycle, with louvered sides, and 28,000 Btu/h or more | 28000 | 9 | Yes |  | 28000 | (5b) Without reverse cycle, with louvered sides, and 28,000 Btu/h or more | #N/A | #N/A | #N/A | #N/A | #N/A | #N/A | #N/A | #N/A | #N/A | #N/A | #N/A | #N/A | #N/A | #N/A | #N/A | #N/A | #N/A | #N/A | #N/A
Frigidaire | FFRA2822U2E (230V) | (5b) Without reverse cycle, with louvered sides, and 28,000 Btu/h or more | 28300 | 9 | No |  | 28000 | (5b) Without reverse cycle, with louvered sides, and 28,000 Btu/h or more | #N/A | #N/A | #N/A | #N/A | #N/A | #N/A | #N/A | #N/A | #N/A | #N/A | #N/A | #N/A | #N/A | #N/A | #N/A | #N/A | #N/A | #N/A | #N/A
Frigidaire | FFRA2822U2 (230V) | (5b) Without reverse cycle, with louvered sides, and 28,000 Btu/h or more | 28300 | 9 | Yes |  | 28000 | (5b) Without reverse cycle, with louvered sides, and 28,000 Btu/h or more | #N/A | #N/A | #N/A | #N/A | #N/A | #N/A | #N/A | #N/A | #N/A | #N/A | #N/A | #N/A | #N/A | #N/A | #N/A | #N/A | #N/A | #N/A | #N/A
Friedrich | KEL36A35A | (5b) Without reverse cycle, with louvered sides, and 28,000 Btu/h or more | 35000 | 9 | No |  | 28000 | (5b) Without reverse cycle, with louvered sides, and 28,000 Btu/h or more | #N/A | #N/A | #N/A | #N/A | #N/A | #N/A | #N/A | #N/A | #N/A | #N/A | #N/A | #N/A | #N/A | #N/A | #N/A | #N/A | #N/A | #N/A | #N/A
Friedrich | KCL36A30A | (5b) Without reverse cycle, with louvered sides, and 28,000 Btu/h or more | 35000 | 9 | No |  | 28000 | (5b) Without reverse cycle, with louvered sides, and 28,000 Btu/h or more | #N/A | #N/A | #N/A | #N/A | #N/A | #N/A | #N/A | #N/A | #N/A | #N/A | #N/A | #N/A | #N/A | #N/A | #N/A | #N/A | #N/A | #N/A | #N/A
Friedrich | WHT12A33A | (12) With reverse cycle, without louvered sides, and less than 14,000 Btu/h | 11100 | 9.3 | No | 14000 | 11000 | (12) With reverse cycle, without louvered sides, and less than 14,000 Btu/h | #N/A | #N/A | #N/A | #N/A | #N/A | #N/A | #N/A | #N/A | #N/A | #N/A | #N/A | #N/A | #N/A | #N/A | #N/A | #N/A | #N/A | #N/A | #N/A
OLMO | OW-P14AC230V5SC | (9) Without reverse cycle, without louvered sides, and 14,000 to 19,999 Btu/h | 14000 | 9.3 | Yes | 20000 | 14000 | (9) Without reverse cycle, without louvered sides, and 14,000 to 19,999 Btu/h | #N/A | #N/A | #N/A | #N/A | #N/A | #N/A | #N/A | #N/A | #N/A | #N/A | #N/A | #N/A | #N/A | #N/A | #N/A | #N/A | #N/A | #N/A | #N/A
OLMO | OW-P14HS230V6TW | (9) Without reverse cycle, without louvered sides, and 14,000 to 19,999 Btu/h | 14000 | 9.3 | No | 20000 | 14000 | (9) Without reverse cycle, without louvered sides, and 14,000 to 19,999 Btu/h | #N/A | #N/A | #N/A | #N/A | #N/A | #N/A | #N/A | #N/A | #N/A | #N/A | #N/A | #N/A | #N/A | #N/A | #N/A | #N/A | #N/A | #N/A | #N/A
Breeze33 | BZ3314TWHC2 | (9) Without reverse cycle, without louvered sides, and 14,000 to 19,999 Btu/h | 14000 | 9.3 | Yes | 20000 | 14000 | (9) Without reverse cycle, without louvered sides, and 14,000 to 19,999 Btu/h | #N/A | #N/A | #N/A | #N/A | #N/A | #N/A | #N/A | #N/A | #N/A | #N/A | #N/A | #N/A | #N/A | #N/A | #N/A | #N/A | #N/A | #N/A | #N/A
Frigidaire | FFTH1422U2 (208V) | (9) Without reverse cycle, without louvered sides, and 14,000 to 19,999 Btu/h | 14000 | 9.3 | Yes | 20000 | 14000 | (9) Without reverse cycle, without louvered sides, and 14,000 to 19,999 Btu/h | #N/A | #N/A | #N/A | #N/A | #N/A | #N/A | #N/A | #N/A | #N/A | #N/A | #N/A | #N/A | #N/A | #N/A | #N/A | #N/A | #N/A | #N/A | #N/A
Impecca | ITAC14-KR | (9) Without reverse cycle, without louvered sides, and 14,000 to 19,999 Btu/h | 14000 | 9.3 | No | 20000 | 14000 | (9) Without reverse cycle, without louvered sides, and 14,000 to 19,999 Btu/h | #N/A | #N/A | #N/A | #N/A | #N/A | #N/A | #N/A | #N/A | #N/A | #N/A | #N/A | #N/A | #N/A | #N/A | #N/A | #N/A | #N/A | #N/A | #N/A
Comfort Aire | BG-143M | (9) Without reverse cycle, without louvered sides, and 14,000 to 19,999 Btu/h | 14000 | 9.3 | No | 20000 | 14000 | (9) Without reverse cycle, without louvered sides, and 14,000 to 19,999 Btu/h | #N/A | #N/A | #N/A | #N/A | #N/A | #N/A | #N/A | #N/A | #N/A | #N/A | #N/A | #N/A | #N/A | #N/A | #N/A | #N/A | #N/A | #N/A | #N/A
Comfort Aire | BGE-143M | (9) Without reverse cycle, without louvered sides, and 14,000 to 19,999 Btu/h | 14000 | 9.3 | Yes | 20000 | 14000 | (9) Without reverse cycle, without louvered sides, and 14,000 to 19,999 Btu/h | #N/A | #N/A | #N/A | #N/A | #N/A | #N/A | #N/A | #N/A | #N/A | #N/A | #N/A | #N/A | #N/A | #N/A | #N/A | #N/A | #N/A | #N/A | #N/A
Pelonis | PAT14R2ZWT | (9) Without reverse cycle, without louvered sides, and 14,000 to 19,999 Btu/h | 14000 | 9.3 | Yes | 20000 | 14000 | (9) Without reverse cycle, without louvered sides, and 14,000 to 19,999 Btu/h | #N/A | #N/A | #N/A | #N/A | #N/A | #N/A | #N/A | #N/A | #N/A | #N/A | #N/A | #N/A | #N/A | #N/A | #N/A | #N/A | #N/A | #N/A | #N/A
Arctic King | WTW-14ER5a | (9) Without reverse cycle, without louvered sides, and 14,000 to 19,999 Btu/h | 14000 | 9.3 | Yes | 20000 | 14000 | (9) Without reverse cycle, without louvered sides, and 14,000 to 19,999 Btu/h | #N/A | #N/A | #N/A | #N/A | #N/A | #N/A | #N/A | #N/A | #N/A | #N/A | #N/A | #N/A | #N/A | #N/A | #N/A | #N/A | #N/A | #N/A | #N/A
Midea | MAT14H2ZWT | (9) Without reverse cycle, without louvered sides, and 14,000 to 19,999 Btu/h | 14000 | 9.3 | Yes | 20000 | 14000 | (9) Without reverse cycle, without louvered sides, and 14,000 to 19,999 Btu/h | #N/A | #N/A | #N/A | #N/A | #N/A | #N/A | #N/A | #N/A | #N/A | #N/A | #N/A | #N/A | #N/A | #N/A | #N/A | #N/A | #N/A | #N/A | #N/A
LG | LT1430CNR | (9) Without reverse cycle, without louvered sides, and 14,000 to 19,999 Btu/h | 14000 | 9.3 | No | 20000 | 14000 | (9) Without reverse cycle, without louvered sides, and 14,000 to 19,999 Btu/h | #N/A | #N/A | #N/A | #N/A | #N/A | #N/A | #N/A | #N/A | #N/A | #N/A | #N/A | #N/A | #N/A | #N/A | #N/A | #N/A | #N/A | #N/A | #N/A
Perfect aire | 3PATW14002 | (9) Without reverse cycle, without louvered sides, and 14,000 to 19,999 Btu/h | 14000 | 9.3 | Yes | 20000 | 14000 | (9) Without reverse cycle, without louvered sides, and 14,000 to 19,999 Btu/h | #N/A | #N/A | #N/A | #N/A | #N/A | #N/A | #N/A | #N/A | #N/A | #N/A | #N/A | #N/A | #N/A | #N/A | #N/A | #N/A | #N/A | #N/A | #N/A
Coast air | CB143C(230V) | (9) Without reverse cycle, without louvered sides, and 14,000 to 19,999 Btu/h | 14000 | 9.3 | Yes | 20000 | 14000 | (9) Without reverse cycle, without louvered sides, and 14,000 to 19,999 Btu/h | #N/A | #N/A | #N/A | #N/A | #N/A | #N/A | #N/A | #N/A | #N/A | #N/A | #N/A | #N/A | #N/A | #N/A | #N/A | #N/A | #N/A | #N/A | #N/A
COSAT AIR | CB143C | (9) Without reverse cycle, without louvered sides, and 14,000 to 19,999 Btu/h | 14000 | 9.3 | No | 20000 | 14000 | (9) Without reverse cycle, without louvered sides, and 14,000 to 19,999 Btu/h | #N/A | #N/A | #N/A | #N/A | #N/A | #N/A | #N/A | #N/A | #N/A | #N/A | #N/A | #N/A | #N/A | #N/A | #N/A | #N/A | #N/A | #N/A | #N/A
TCL | W14T9X1-A(230V) | (9) Without reverse cycle, without louvered sides, and 14,000 to 19,999 Btu/h | 14000 | 9.3 | No | 20000 | 14000 | (9) Without reverse cycle, without louvered sides, and 14,000 to 19,999 Btu/h | #N/A | #N/A | #N/A | #N/A | #N/A | #N/A | #N/A | #N/A | #N/A | #N/A | #N/A | #N/A | #N/A | #N/A | #N/A | #N/A | #N/A | #N/A | #N/A
Koldfront | WTC14001W | (9) Without reverse cycle, without louvered sides, and 14,000 to 19,999 Btu/h | 14000 | 9.3 | No | 20000 | 14000 | (9) Without reverse cycle, without louvered sides, and 14,000 to 19,999 Btu/h | #N/A | #N/A | #N/A | #N/A | #N/A | #N/A | #N/A | #N/A | #N/A | #N/A | #N/A | #N/A | #N/A | #N/A | #N/A | #N/A | #N/A | #N/A | #N/A
Koldfront | WTC14012WCO230V | (9) Without reverse cycle, without louvered sides, and 14,000 to 19,999 Btu/h | 14000 | 9.3 | Yes | 20000 | 14000 | (9) Without reverse cycle, without louvered sides, and 14,000 to 19,999 Btu/h | #N/A | #N/A | #N/A | #N/A | #N/A | #N/A | #N/A | #N/A | #N/A | #N/A | #N/A | #N/A | #N/A | #N/A | #N/A | #N/A | #N/A | #N/A | #N/A
Frigidaire | FFTH1422R2 (230V) | (9) Without reverse cycle, without louvered sides, and 14,000 to 19,999 Btu/h | 14000 | 9.3 | Yes | 20000 | 14000 | (9) Without reverse cycle, without louvered sides, and 14,000 to 19,999 Btu/h | #N/A | #N/A | #N/A | #N/A | #N/A | #N/A | #N/A | #N/A | #N/A | #N/A | #N/A | #N/A | #N/A | #N/A | #N/A | #N/A | #N/A | #N/A | #N/A
Frigidaire | FFTA1422R2 (230V) | (9) Without reverse cycle, without louvered sides, and 14,000 to 19,999 Btu/h | 14000 | 9.3 | No | 20000 | 14000 | (9) Without reverse cycle, without louvered sides, and 14,000 to 19,999 Btu/h | #N/A | #N/A | #N/A | #N/A | #N/A | #N/A | #N/A | #N/A | #N/A | #N/A | #N/A | #N/A | #N/A | #N/A | #N/A | #N/A | #N/A | #N/A | #N/A
Frigidaire | FFTH142WA2 (230V) | (9) Without reverse cycle, without louvered sides, and 14,000 to 19,999 Btu/h | 14000 | 9.3 | No | 20000 | 14000 | (9) Without reverse cycle, without louvered sides, and 14,000 to 19,999 Btu/h | #N/A | #N/A | #N/A | #N/A | #N/A | #N/A | #N/A | #N/A | #N/A | #N/A | #N/A | #N/A | #N/A | #N/A | #N/A | #N/A | #N/A | #N/A | #N/A
Frigidaire | FFTA142WA2 (230V) | (9) Without reverse cycle, without louvered sides, and 14,000 to 19,999 Btu/h | 14000 | 9.3 | No | 20000 | 14000 | (9) Without reverse cycle, without louvered sides, and 14,000 to 19,999 Btu/h | #N/A | #N/A | #N/A | #N/A | #N/A | #N/A | #N/A | #N/A | #N/A | #N/A | #N/A | #N/A | #N/A | #N/A | #N/A | #N/A | #N/A | #N/A | #N/A
Crosley | CTWME14B2 | (9) Without reverse cycle, without louvered sides, and 14,000 to 19,999 Btu/h | 14000 | 9.3 | No | 20000 | 14000 | (9) Without reverse cycle, without louvered sides, and 14,000 to 19,999 Btu/h | #N/A | #N/A | #N/A | #N/A | #N/A | #N/A | #N/A | #N/A | #N/A | #N/A | #N/A | #N/A | #N/A | #N/A | #N/A | #N/A | #N/A | #N/A | #N/A
Seasons | ST14R2-H | (9) Without reverse cycle, without louvered sides, and 14,000 to 19,999 Btu/h | 14000 | 9.3 | Yes | 20000 | 14000 | (9) Without reverse cycle, without louvered sides, and 14,000 to 19,999 Btu/h | #N/A | #N/A | #N/A | #N/A | #N/A | #N/A | #N/A | #N/A | #N/A | #N/A | #N/A | #N/A | #N/A | #N/A | #N/A | #N/A | #N/A | #N/A | #N/A
Garrison | 2477810 | (9) Without reverse cycle, without louvered sides, and 14,000 to 19,999 Btu/h | 14000 | 9.3 | No | 20000 | 14000 | (9) Without reverse cycle, without louvered sides, and 14,000 to 19,999 Btu/h | #N/A | #N/A | #N/A | #N/A | #N/A | #N/A | #N/A | #N/A | #N/A | #N/A | #N/A | #N/A | #N/A | #N/A | #N/A | #N/A | #N/A | #N/A | #N/A
Perfect aire | 3PATWH14002 | (9) Without reverse cycle, without louvered sides, and 14,000 to 19,999 Btu/h | 14000 | 9.3 | No | 20000 | 14000 | (9) Without reverse cycle, without louvered sides, and 14,000 to 19,999 Btu/h | #N/A | #N/A | #N/A | #N/A | #N/A | #N/A | #N/A | #N/A | #N/A | #N/A | #N/A | #N/A | #N/A | #N/A | #N/A | #N/A | #N/A | #N/A | #N/A
LG | 313217844 | (9) Without reverse cycle, without louvered sides, and 14,000 to 19,999 Btu/h | 14000 | 9.3 | Yes | 20000 | 14000 | (9) Without reverse cycle, without louvered sides, and 14,000 to 19,999 Btu/h | #N/A | #N/A | #N/A | #N/A | #N/A | #N/A | #N/A | #N/A | #N/A | #N/A | #N/A | #N/A | #N/A | #N/A | #N/A | #N/A | #N/A | #N/A | #N/A
Breeze33 | BZ3314TWAC2 | (9) Without reverse cycle, without louvered sides, and 14,000 to 19,999 Btu/h | 14000 | 9.3 | Yes | 20000 | 14000 | (9) Without reverse cycle, without louvered sides, and 14,000 to 19,999 Btu/h | #N/A | #N/A | #N/A | #N/A | #N/A | #N/A | #N/A | #N/A | #N/A | #N/A | #N/A | #N/A | #N/A | #N/A | #N/A | #N/A | #N/A | #N/A | #N/A
Frigidaire | FFTA1422U2 (208V) | (9) Without reverse cycle, without louvered sides, and 14,000 to 19,999 Btu/h | 14000 | 9.3 | No | 20000 | 14000 | (9) Without reverse cycle, without louvered sides, and 14,000 to 19,999 Btu/h | #N/A | #N/A | #N/A | #N/A | #N/A | #N/A | #N/A | #N/A | #N/A | #N/A | #N/A | #N/A | #N/A | #N/A | #N/A | #N/A | #N/A | #N/A | #N/A
Crosley | CTWMHE14B2 | (9) Without reverse cycle, without louvered sides, and 14,000 to 19,999 Btu/h | 14000 | 9.3 | Yes | 20000 | 14000 | (9) Without reverse cycle, without louvered sides, and 14,000 to 19,999 Btu/h | #N/A | #N/A | #N/A | #N/A | #N/A | #N/A | #N/A | #N/A | #N/A | #N/A | #N/A | #N/A | #N/A | #N/A | #N/A | #N/A | #N/A | #N/A | #N/A
Keystone | KSTAT14-2C | (9) Without reverse cycle, without louvered sides, and 14,000 to 19,999 Btu/h | 14000 | 9.3 | Yes | 20000 | 14000 | (9) Without reverse cycle, without louvered sides, and 14,000 to 19,999 Btu/h | #N/A | #N/A | #N/A | #N/A | #N/A | #N/A | #N/A | #N/A | #N/A | #N/A | #N/A | #N/A | #N/A | #N/A | #N/A | #N/A | #N/A | #N/A | #N/A
Keystone | KSTAT14-2HC | (9) Without reverse cycle, without louvered sides, and 14,000 to 19,999 Btu/h | 14000 | 9.3 | No | 20000 | 14000 | (9) Without reverse cycle, without louvered sides, and 14,000 to 19,999 Btu/h | #N/A | #N/A | #N/A | #N/A | #N/A | #N/A | #N/A | #N/A | #N/A | #N/A | #N/A | #N/A | #N/A | #N/A | #N/A | #N/A | #N/A | #N/A | #N/A
Pelonis | PAT14H2ZWT | (9) Without reverse cycle, without louvered sides, and 14,000 to 19,999 Btu/h | 14000 | 9.3 | Yes | 20000 | 14000 | (9) Without reverse cycle, without louvered sides, and 14,000 to 19,999 Btu/h | #N/A | #N/A | #N/A | #N/A | #N/A | #N/A | #N/A | #N/A | #N/A | #N/A | #N/A | #N/A | #N/A | #N/A | #N/A | #N/A | #N/A | #N/A | #N/A
Midea | MAT14R2ZWT | (9) Without reverse cycle, without louvered sides, and 14,000 to 19,999 Btu/h | 14000 | 9.3 | Yes | 20000 | 14000 | (9) Without reverse cycle, without louvered sides, and 14,000 to 19,999 Btu/h | #N/A | #N/A | #N/A | #N/A | #N/A | #N/A | #N/A | #N/A | #N/A | #N/A | #N/A | #N/A | #N/A | #N/A | #N/A | #N/A | #N/A | #N/A | #N/A
Seasons | ST14R2 | (9) Without reverse cycle, without louvered sides, and 14,000 to 19,999 Btu/h | 14000 | 9.3 | No | 20000 | 14000 | (9) Without reverse cycle, without louvered sides, and 14,000 to 19,999 Btu/h | #N/A | #N/A | #N/A | #N/A | #N/A | #N/A | #N/A | #N/A | #N/A | #N/A | #N/A | #N/A | #N/A | #N/A | #N/A | #N/A | #N/A | #N/A | #N/A
Garrison | 2498545 | (9) Without reverse cycle, without louvered sides, and 14,000 to 19,999 Btu/h | 14000 | 9.3 | Yes | 20000 | 14000 | (9) Without reverse cycle, without louvered sides, and 14,000 to 19,999 Btu/h | #N/A | #N/A | #N/A | #N/A | #N/A | #N/A | #N/A | #N/A | #N/A | #N/A | #N/A | #N/A | #N/A | #N/A | #N/A | #N/A | #N/A | #N/A | #N/A
BEVOI | BEVTTW142HF | (9) Without reverse cycle, without louvered sides, and 14,000 to 19,999 Btu/h | 14000 | 9.3 | No | 20000 | 14000 | (9) Without reverse cycle, without louvered sides, and 14,000 to 19,999 Btu/h | #N/A | #N/A | #N/A | #N/A | #N/A | #N/A | #N/A | #N/A | #N/A | #N/A | #N/A | #N/A | #N/A | #N/A | #N/A | #N/A | #N/A | #N/A | #N/A
BEVOI | BEVTTW142C | (9) Without reverse cycle, without louvered sides, and 14,000 to 19,999 Btu/h | 14000 | 9.3 | No | 20000 | 14000 | (9) Without reverse cycle, without louvered sides, and 14,000 to 19,999 Btu/h | #N/A | #N/A | #N/A | #N/A | #N/A | #N/A | #N/A | #N/A | #N/A | #N/A | #N/A | #N/A | #N/A | #N/A | #N/A | #N/A | #N/A | #N/A | #N/A
COAST AIR | CB143C(230V) | (9) Without reverse cycle, without louvered sides, and 14,000 to 19,999 Btu/h | 14000 | 9.3 | No | 20000 | 14000 | (9) Without reverse cycle, without louvered sides, and 14,000 to 19,999 Btu/h | #N/A | #N/A | #N/A | #N/A | #N/A | #N/A | #N/A | #N/A | #N/A | #N/A | #N/A | #N/A | #N/A | #N/A | #N/A | #N/A | #N/A | #N/A | #N/A
GE | AJCQ14DCH** | (9) Without reverse cycle, without louvered sides, and 14,000 to 19,999 Btu/h | 14100 | 9.3 | Yes | 20000 | 14000 | (9) Without reverse cycle, without louvered sides, and 14,000 to 19,999 Btu/h | #N/A | #N/A | #N/A | #N/A | #N/A | #N/A | #N/A | #N/A | #N/A | #N/A | #N/A | #N/A | #N/A | #N/A | #N/A | #N/A | #N/A | #N/A | #N/A
GE | AKCQ14DCH** | (9) Without reverse cycle, without louvered sides, and 14,000 to 19,999 Btu/h | 14100 | 9.3 | No | 20000 | 14000 | (9) Without reverse cycle, without louvered sides, and 14,000 to 19,999 Btu/h | #N/A | #N/A | #N/A | #N/A | #N/A | #N/A | #N/A | #N/A | #N/A | #N/A | #N/A | #N/A | #N/A | #N/A | #N/A | #N/A | #N/A | #N/A | #N/A
Frigidaire | FFTH1422U2 (230V) | (9) Without reverse cycle, without louvered sides, and 14,000 to 19,999 Btu/h | 14100 | 9.3 | Yes | 20000 | 14000 | (9) Without reverse cycle, without louvered sides, and 14,000 to 19,999 Btu/h | #N/A | #N/A | #N/A | #N/A | #N/A | #N/A | #N/A | #N/A | #N/A | #N/A | #N/A | #N/A | #N/A | #N/A | #N/A | #N/A | #N/A | #N/A | #N/A
Frigidaire | FFTA1422U2 (230V) | (9) Without reverse cycle, without louvered sides, and 14,000 to 19,999 Btu/h | 14100 | 9.3 | No | 20000 | 14000 | (9) Without reverse cycle, without louvered sides, and 14,000 to 19,999 Btu/h | #N/A | #N/A | #N/A | #N/A | #N/A | #N/A | #N/A | #N/A | #N/A | #N/A | #N/A | #N/A | #N/A | #N/A | #N/A | #N/A | #N/A | #N/A | #N/A
GE | AKEQ14DCH** | (9) Without reverse cycle, without louvered sides, and 14,000 to 19,999 Btu/h | 14200 | 9.3 | Yes | 20000 | 14000 | (9) Without reverse cycle, without louvered sides, and 14,000 to 19,999 Btu/h | #N/A | #N/A | #N/A | #N/A | #N/A | #N/A | #N/A | #N/A | #N/A | #N/A | #N/A | #N/A | #N/A | #N/A | #N/A | #N/A | #N/A | #N/A | #N/A
GE | AJEQ14DWH** | (9) Without reverse cycle, without louvered sides, and 14,000 to 19,999 Btu/h | 14200 | 9.3 | Yes | 20000 | 14000 | (9) Without reverse cycle, without louvered sides, and 14,000 to 19,999 Btu/h | #N/A | #N/A | #N/A | #N/A | #N/A | #N/A | #N/A | #N/A | #N/A | #N/A | #N/A | #N/A | #N/A | #N/A | #N/A | #N/A | #N/A | #N/A | #N/A
GE | AJEQ14DCH** | (9) Without reverse cycle, without louvered sides, and 14,000 to 19,999 Btu/h | 14200 | 9.3 | No | 20000 | 14000 | (9) Without reverse cycle, without louvered sides, and 14,000 to 19,999 Btu/h | #N/A | #N/A | #N/A | #N/A | #N/A | #N/A | #N/A | #N/A | #N/A | #N/A | #N/A | #N/A | #N/A | #N/A | #N/A | #N/A | #N/A | #N/A | #N/A
GE | AJCQ14DWH** | (9) Without reverse cycle, without louvered sides, and 14,000 to 19,999 Btu/h | 14300 | 9.3 | Yes | 20000 | 14000 | (9) Without reverse cycle, without louvered sides, and 14,000 to 19,999 Btu/h | #N/A | #N/A | #N/A | #N/A | #N/A | #N/A | #N/A | #N/A | #N/A | #N/A | #N/A | #N/A | #N/A | #N/A | #N/A | #N/A | #N/A | #N/A | #N/A
GE | AKCQ14DCH** | (9) Without reverse cycle, without louvered sides, and 14,000 to 19,999 Btu/h | 14400 | 9.3 | No | 20000 | 14000 | (9) Without reverse cycle, without louvered sides, and 14,000 to 19,999 Btu/h | #N/A | #N/A | #N/A | #N/A | #N/A | #N/A | #N/A | #N/A | #N/A | #N/A | #N/A | #N/A | #N/A | #N/A | #N/A | #N/A | #N/A | #N/A | #N/A
Friedrich | WCT16A30A | (9) Without reverse cycle, without louvered sides, and 14,000 to 19,999 Btu/h | 15400 | 9.3 | No | 20000 | 14000 | (9) Without reverse cycle, without louvered sides, and 14,000 to 19,999 Btu/h | #N/A | #N/A | #N/A | #N/A | #N/A | #N/A | #N/A | #N/A | #N/A | #N/A | #N/A | #N/A | #N/A | #N/A | #N/A | #N/A | #N/A | #N/A | #N/A
Friedrich | WET16A33A | (9) Without reverse cycle, without louvered sides, and 14,000 to 19,999 Btu/h | 15400 | 9.3 | No | 20000 | 14000 | (9) Without reverse cycle, without louvered sides, and 14,000 to 19,999 Btu/h | #N/A | #N/A | #N/A | #N/A | #N/A | #N/A | #N/A | #N/A | #N/A | #N/A | #N/A | #N/A | #N/A | #N/A | #N/A | #N/A | #N/A | #N/A | #N/A
GE | AHE24DZ** | (5a) Without reverse cycle, with louvered sides, and 20,000 to 27,999 Btu/h | 23200 | 9.4 | No | 28000 | 20000 | (5a) Without reverse cycle, with louvered sides, and 20,000 to 27,999 Btu/h | #N/A | #N/A | #N/A | #N/A | #N/A | #N/A | #N/A | #N/A | #N/A | #N/A | #N/A | #N/A | #N/A | #N/A | #N/A | #N/A | #N/A | #N/A | #N/A
Denali Aire | 2DANCH24K | (5a) Without reverse cycle, with louvered sides, and 20,000 to 27,999 Btu/h | 23500 | 9.4 | No | 28000 | 20000 | (5a) Without reverse cycle, with louvered sides, and 20,000 to 27,999 Btu/h | #N/A | #N/A | #N/A | #N/A | #N/A | #N/A | #N/A | #N/A | #N/A | #N/A | #N/A | #N/A | #N/A | #N/A | #N/A | #N/A | #N/A | #N/A | #N/A
GE | AHE24DZ** | (5a) Without reverse cycle, with louvered sides, and 20,000 to 27,999 Btu/h | 23700 | 9.4 | Yes | 28000 | 20000 | (5a) Without reverse cycle, with louvered sides, and 20,000 to 27,999 Btu/h | #N/A | #N/A | #N/A | #N/A | #N/A | #N/A | #N/A | #N/A | #N/A | #N/A | #N/A | #N/A | #N/A | #N/A | #N/A | #N/A | #N/A | #N/A | #N/A
HISENSE | AW2422DR3W (208V) | (5a) Without reverse cycle, with louvered sides, and 20,000 to 27,999 Btu/h | 23700 | 9.4 | Yes | 28000 | 20000 | (5a) Without reverse cycle, with louvered sides, and 20,000 to 27,999 Btu/h | #N/A | #N/A | #N/A | #N/A | #N/A | #N/A | #N/A | #N/A | #N/A | #N/A | #N/A | #N/A | #N/A | #N/A | #N/A | #N/A | #N/A | #N/A | #N/A
GE | AEE24DT** | (5a) Without reverse cycle, with louvered sides, and 20,000 to 27,999 Btu/h | 24000 | 9.4 | No | 28000 | 20000 | (5a) Without reverse cycle, with louvered sides, and 20,000 to 27,999 Btu/h | #N/A | #N/A | #N/A | #N/A | #N/A | #N/A | #N/A | #N/A | #N/A | #N/A | #N/A | #N/A | #N/A | #N/A | #N/A | #N/A | #N/A | #N/A | #N/A
HISENSE | AW2422DR3W (230V) | (5a) Without reverse cycle, with louvered sides, and 20,000 to 27,999 Btu/h | 24100 | 9.4 | Yes | 28000 | 20000 | (5a) Without reverse cycle, with louvered sides, and 20,000 to 27,999 Btu/h | #N/A | #N/A | #N/A | #N/A | #N/A | #N/A | #N/A | #N/A | #N/A | #N/A | #N/A | #N/A | #N/A | #N/A | #N/A | #N/A | #N/A | #N/A | #N/A
Hisense | AW2422DR3W | (5a) Without reverse cycle, with louvered sides, and 20,000 to 27,999 Btu/h | 24100 | 9.4 | No | 28000 | 20000 | (5a) Without reverse cycle, with louvered sides, and 20,000 to 27,999 Btu/h | #N/A | #N/A | #N/A | #N/A | #N/A | #N/A | #N/A | #N/A | #N/A | #N/A | #N/A | #N/A | #N/A | #N/A | #N/A | #N/A | #N/A | #N/A | #N/A
Hisense | 4350826 | (5a) Without reverse cycle, with louvered sides, and 20,000 to 27,999 Btu/h | 24100 | 9.4 | Yes | 28000 | 20000 | (5a) Without reverse cycle, with louvered sides, and 20,000 to 27,999 Btu/h | #N/A | #N/A | #N/A | #N/A | #N/A | #N/A | #N/A | #N/A | #N/A | #N/A | #N/A | #N/A | #N/A | #N/A | #N/A | #N/A | #N/A | #N/A | #N/A
GE | AEE24DT** | (5a) Without reverse cycle, with louvered sides, and 20,000 to 27,999 Btu/h | 24400 | 9.4 | Yes | 28000 | 20000 | (5a) Without reverse cycle, with louvered sides, and 20,000 to 27,999 Btu/h | #N/A | #N/A | #N/A | #N/A | #N/A | #N/A | #N/A | #N/A | #N/A | #N/A | #N/A | #N/A | #N/A | #N/A | #N/A | #N/A | #N/A | #N/A | #N/A
Frigidaire | FFRH2522R2E (208V) | (5a) Without reverse cycle, with louvered sides, and 20,000 to 27,999 Btu/h | 24700 | 9.4 | Yes | 28000 | 20000 | (5a) Without reverse cycle, with louvered sides, and 20,000 to 27,999 Btu/h | #N/A | #N/A | #N/A | #N/A | #N/A | #N/A | #N/A | #N/A | #N/A | #N/A | #N/A | #N/A | #N/A | #N/A | #N/A | #N/A | #N/A | #N/A | #N/A
Frigidaire | FHWE252WA2 (208V) | (5a) Without reverse cycle, with louvered sides, and 20,000 to 27,999 Btu/h | 24700 | 9.4 | Yes | 28000 | 20000 | (5a) Without reverse cycle, with louvered sides, and 20,000 to 27,999 Btu/h | #N/A | #N/A | #N/A | #N/A | #N/A | #N/A | #N/A | #N/A | #N/A | #N/A | #N/A | #N/A | #N/A | #N/A | #N/A | #N/A | #N/A | #N/A | #N/A
Frigidaire | FFRH2522R2 (208V) | (5a) Without reverse cycle, with louvered sides, and 20,000 to 27,999 Btu/h | 24700 | 9.4 | Yes | 28000 | 20000 | (5a) Without reverse cycle, with louvered sides, and 20,000 to 27,999 Btu/h | #N/A | #N/A | #N/A | #N/A | #N/A | #N/A | #N/A | #N/A | #N/A | #N/A | #N/A | #N/A | #N/A | #N/A | #N/A | #N/A | #N/A | #N/A | #N/A
Frigidaire | FFRH2522R2 (230V) | (5a) Without reverse cycle, with louvered sides, and 20,000 to 27,999 Btu/h | 25000 | 9.4 | Yes | 28000 | 20000 | (5a) Without reverse cycle, with louvered sides, and 20,000 to 27,999 Btu/h | #N/A | #N/A | #N/A | #N/A | #N/A | #N/A | #N/A | #N/A | #N/A | #N/A | #N/A | #N/A | #N/A | #N/A | #N/A | #N/A | #N/A | #N/A | #N/A
Comfort Aire | REG-253M | (5a) Without reverse cycle, with louvered sides, and 20,000 to 27,999 Btu/h | 25000 | 9.4 | Yes | 28000 | 20000 | (5a) Without reverse cycle, with louvered sides, and 20,000 to 27,999 Btu/h | #N/A | #N/A | #N/A | #N/A | #N/A | #N/A | #N/A | #N/A | #N/A | #N/A | #N/A | #N/A | #N/A | #N/A | #N/A | #N/A | #N/A | #N/A | #N/A
Coast Air | CEG-253A | (5a) Without reverse cycle, with louvered sides, and 20,000 to 27,999 Btu/h | 25000 | 9.4 | No | 28000 | 20000 | (5a) Without reverse cycle, with louvered sides, and 20,000 to 27,999 Btu/h | #N/A | #N/A | #N/A | #N/A | #N/A | #N/A | #N/A | #N/A | #N/A | #N/A | #N/A | #N/A | #N/A | #N/A | #N/A | #N/A | #N/A | #N/A | #N/A
Garrison | 314790990 | (5a) Without reverse cycle, with louvered sides, and 20,000 to 27,999 Btu/h | 25000 | 9.4 | No | 28000 | 20000 | (5a) Without reverse cycle, with louvered sides, and 20,000 to 27,999 Btu/h | #N/A | #N/A | #N/A | #N/A | #N/A | #N/A | #N/A | #N/A | #N/A | #N/A | #N/A | #N/A | #N/A | #N/A | #N/A | #N/A | #N/A | #N/A | #N/A
Perfect aire | 3PACH25000 | (5a) Without reverse cycle, with louvered sides, and 20,000 to 27,999 Btu/h | 25000 | 9.4 | No | 28000 | 20000 | (5a) Without reverse cycle, with louvered sides, and 20,000 to 27,999 Btu/h | #N/A | #N/A | #N/A | #N/A | #N/A | #N/A | #N/A | #N/A | #N/A | #N/A | #N/A | #N/A | #N/A | #N/A | #N/A | #N/A | #N/A | #N/A | #N/A
Global Industrial | 293080 | (5a) Without reverse cycle, with louvered sides, and 20,000 to 27,999 Btu/h | 25000 | 9.4 | No | 28000 | 20000 | (5a) Without reverse cycle, with louvered sides, and 20,000 to 27,999 Btu/h | #N/A | #N/A | #N/A | #N/A | #N/A | #N/A | #N/A | #N/A | #N/A | #N/A | #N/A | #N/A | #N/A | #N/A | #N/A | #N/A | #N/A | #N/A | #N/A
Koldfront | WAC25001W | (5a) Without reverse cycle, with louvered sides, and 20,000 to 27,999 Btu/h | 25000 | 9.4 | No | 28000 | 20000 | (5a) Without reverse cycle, with louvered sides, and 20,000 to 27,999 Btu/h | #N/A | #N/A | #N/A | #N/A | #N/A | #N/A | #N/A | #N/A | #N/A | #N/A | #N/A | #N/A | #N/A | #N/A | #N/A | #N/A | #N/A | #N/A | #N/A
Frigidaire | FFRH2522R2E (230V) | (5a) Without reverse cycle, with louvered sides, and 20,000 to 27,999 Btu/h | 25000 | 9.4 | No | 28000 | 20000 | (5a) Without reverse cycle, with louvered sides, and 20,000 to 27,999 Btu/h | #N/A | #N/A | #N/A | #N/A | #N/A | #N/A | #N/A | #N/A | #N/A | #N/A | #N/A | #N/A | #N/A | #N/A | #N/A | #N/A | #N/A | #N/A | #N/A
Keystone | KSTHW25A | (5a) Without reverse cycle, with louvered sides, and 20,000 to 27,999 Btu/h | 25000 | 9.4 | Yes | 28000 | 20000 | (5a) Without reverse cycle, with louvered sides, and 20,000 to 27,999 Btu/h | #N/A | #N/A | #N/A | #N/A | #N/A | #N/A | #N/A | #N/A | #N/A | #N/A | #N/A | #N/A | #N/A | #N/A | #N/A | #N/A | #N/A | #N/A | #N/A
Comfort Aire | REG-253R | (5a) Without reverse cycle, with louvered sides, and 20,000 to 27,999 Btu/h | 25000 | 9.4 | No | 28000 | 20000 | (5a) Without reverse cycle, with louvered sides, and 20,000 to 27,999 Btu/h | #N/A | #N/A | #N/A | #N/A | #N/A | #N/A | #N/A | #N/A | #N/A | #N/A | #N/A | #N/A | #N/A | #N/A | #N/A | #N/A | #N/A | #N/A | #N/A
Midea | MAW25H2ZWT | (5a) Without reverse cycle, with louvered sides, and 20,000 to 27,999 Btu/h | 25000 | 9.4 | Yes | 28000 | 20000 | (5a) Without reverse cycle, with louvered sides, and 20,000 to 27,999 Btu/h | #N/A | #N/A | #N/A | #N/A | #N/A | #N/A | #N/A | #N/A | #N/A | #N/A | #N/A | #N/A | #N/A | #N/A | #N/A | #N/A | #N/A | #N/A | #N/A
Seasons | SW25R2-H | (5a) Without reverse cycle, with louvered sides, and 20,000 to 27,999 Btu/h | 25000 | 9.4 | No | 28000 | 20000 | (5a) Without reverse cycle, with louvered sides, and 20,000 to 27,999 Btu/h | #N/A | #N/A | #N/A | #N/A | #N/A | #N/A | #N/A | #N/A | #N/A | #N/A | #N/A | #N/A | #N/A | #N/A | #N/A | #N/A | #N/A | #N/A | #N/A
Frigidaire | FHWE252WA2 (230V) | (5a) Without reverse cycle, with louvered sides, and 20,000 to 27,999 Btu/h | 25000 | 9.4 | No | 28000 | 20000 | (5a) Without reverse cycle, with louvered sides, and 20,000 to 27,999 Btu/h | #N/A | #N/A | #N/A | #N/A | #N/A | #N/A | #N/A | #N/A | #N/A | #N/A | #N/A | #N/A | #N/A | #N/A | #N/A | #N/A | #N/A | #N/A | #N/A
Crosley | CAMHE25C2 | (5a) Without reverse cycle, with louvered sides, and 20,000 to 27,999 Btu/h | 25000 | 9.4 | No | 28000 | 20000 | (5a) Without reverse cycle, with louvered sides, and 20,000 to 27,999 Btu/h | #N/A | #N/A | #N/A | #N/A | #N/A | #N/A | #N/A | #N/A | #N/A | #N/A | #N/A | #N/A | #N/A | #N/A | #N/A | #N/A | #N/A | #N/A | #N/A
Sea Breeze | WH425ZRC | (5a) Without reverse cycle, with louvered sides, and 20,000 to 27,999 Btu/h | 25000 | 9.4 | No | 28000 | 20000 | (5a) Without reverse cycle, with louvered sides, and 20,000 to 27,999 Btu/h | #N/A | #N/A | #N/A | #N/A | #N/A | #N/A | #N/A | #N/A | #N/A | #N/A | #N/A | #N/A | #N/A | #N/A | #N/A | #N/A | #N/A | #N/A | #N/A
Frigidaire | FHWC282WB2 (208V) | (5a) Without reverse cycle, with louvered sides, and 20,000 to 27,999 Btu/h | 27600 | 9.4 | Yes | 28000 | 20000 | (5a) Without reverse cycle, with louvered sides, and 20,000 to 27,999 Btu/h | #N/A | #N/A | #N/A | #N/A | #N/A | #N/A | #N/A | #N/A | #N/A | #N/A | #N/A | #N/A | #N/A | #N/A | #N/A | #N/A | #N/A | #N/A | #N/A
Frigidaire | FHWC282WB2 (230V) | (5b) Without reverse cycle, with louvered sides, and 28,000 Btu/h or more | 28000 | 9.4 | Yes |  | 28000 | (5b) Without reverse cycle, with louvered sides, and 28,000 Btu/h or more | #N/A | #N/A | #N/A | #N/A | #N/A | #N/A | #N/A | #N/A | #N/A | #N/A | #N/A | #N/A | #N/A | #N/A | #N/A | #N/A | #N/A | #N/A | #N/A
Comfort Aire | RAD-283S | (5b) Without reverse cycle, with louvered sides, and 28,000 Btu/h or more | 28000 | 9.4 | Yes |  | 28000 | (5b) Without reverse cycle, with louvered sides, and 28,000 Btu/h or more | #N/A | #N/A | #N/A | #N/A | #N/A | #N/A | #N/A | #N/A | #N/A | #N/A | #N/A | #N/A | #N/A | #N/A | #N/A | #N/A | #N/A | #N/A | #N/A
Sea Breeze | WA328ZREX | (5b) Without reverse cycle, with louvered sides, and 28,000 Btu/h or more | 28000 | 9.4 | No |  | 28000 | (5b) Without reverse cycle, with louvered sides, and 28,000 Btu/h or more | #N/A | #N/A | #N/A | #N/A | #N/A | #N/A | #N/A | #N/A | #N/A | #N/A | #N/A | #N/A | #N/A | #N/A | #N/A | #N/A | #N/A | #N/A | #N/A
Crosley | CAME28C2 | (5b) Without reverse cycle, with louvered sides, and 28,000 Btu/h or more | 28000 | 9.4 | No |  | 28000 | (5b) Without reverse cycle, with louvered sides, and 28,000 Btu/h or more | #N/A | #N/A | #N/A | #N/A | #N/A | #N/A | #N/A | #N/A | #N/A | #N/A | #N/A | #N/A | #N/A | #N/A | #N/A | #N/A | #N/A | #N/A | #N/A
Comfort Aire | RAD-283Q | (5b) Without reverse cycle, with louvered sides, and 28,000 Btu/h or more | 28000 | 9.4 | Yes |  | 28000 | (5b) Without reverse cycle, with louvered sides, and 28,000 Btu/h or more | #N/A | #N/A | #N/A | #N/A | #N/A | #N/A | #N/A | #N/A | #N/A | #N/A | #N/A | #N/A | #N/A | #N/A | #N/A | #N/A | #N/A | #N/A | #N/A
GE | AKEQ12DCH** | (8b) Without reverse cycle, without louvered sides, and 11,000 to 13,999 Btu/h | 11600 | 9.5 | No | 14000 | 11000 | (8b) Without reverse cycle, without louvered sides, and 11,000 to 13,999 Btu/h | #N/A | #N/A | #N/A | #N/A | #N/A | #N/A | #N/A | #N/A | #N/A | #N/A | #N/A | #N/A | #N/A | #N/A | #N/A | #N/A | #N/A | #N/A | #N/A
Frigidaire | FFTH122WA2 (208V) | (8b) Without reverse cycle, without louvered sides, and 11,000 to 13,999 Btu/h | 11700 | 9.5 | Yes | 14000 | 11000 | (8b) Without reverse cycle, without louvered sides, and 11,000 to 13,999 Btu/h | #N/A | #N/A | #N/A | #N/A | #N/A | #N/A | #N/A | #N/A | #N/A | #N/A | #N/A | #N/A | #N/A | #N/A | #N/A | #N/A | #N/A | #N/A | #N/A
GE | AJEM12DWH** | (8b) Without reverse cycle, without louvered sides, and 11,000 to 13,999 Btu/h | 11700 | 9.5 | No | 14000 | 11000 | (8b) Without reverse cycle, without louvered sides, and 11,000 to 13,999 Btu/h | #N/A | #N/A | #N/A | #N/A | #N/A | #N/A | #N/A | #N/A | #N/A | #N/A | #N/A | #N/A | #N/A | #N/A | #N/A | #N/A | #N/A | #N/A | #N/A
Frigidaire | FFTH1222U2 (208V) | (8b) Without reverse cycle, without louvered sides, and 11,000 to 13,999 Btu/h | 11700 | 9.5 | No | 14000 | 11000 | (8b) Without reverse cycle, without louvered sides, and 11,000 to 13,999 Btu/h | #N/A | #N/A | #N/A | #N/A | #N/A | #N/A | #N/A | #N/A | #N/A | #N/A | #N/A | #N/A | #N/A | #N/A | #N/A | #N/A | #N/A | #N/A | #N/A
Frigidaire | FFTH1222R2 (208V) | (8b) Without reverse cycle, without louvered sides, and 11,000 to 13,999 Btu/h | 11700 | 9.5 | Yes | 14000 | 11000 | (8b) Without reverse cycle, without louvered sides, and 11,000 to 13,999 Btu/h | #N/A | #N/A | #N/A | #N/A | #N/A | #N/A | #N/A | #N/A | #N/A | #N/A | #N/A | #N/A | #N/A | #N/A | #N/A | #N/A | #N/A | #N/A | #N/A
GE | AJEQ12DWH** | (8b) Without reverse cycle, without louvered sides, and 11,000 to 13,999 Btu/h | 11700 | 9.5 | Yes | 14000 | 11000 | (8b) Without reverse cycle, without louvered sides, and 11,000 to 13,999 Btu/h | #N/A | #N/A | #N/A | #N/A | #N/A | #N/A | #N/A | #N/A | #N/A | #N/A | #N/A | #N/A | #N/A | #N/A | #N/A | #N/A | #N/A | #N/A | #N/A
GE | AJEM12DCH** | (8b) Without reverse cycle, without louvered sides, and 11,000 to 13,999 Btu/h | 11800 | 9.5 | Yes | 14000 | 11000 | (8b) Without reverse cycle, without louvered sides, and 11,000 to 13,999 Btu/h | #N/A | #N/A | #N/A | #N/A | #N/A | #N/A | #N/A | #N/A | #N/A | #N/A | #N/A | #N/A | #N/A | #N/A | #N/A | #N/A | #N/A | #N/A | #N/A
GE | AJEQ12DCH** | (8b) Without reverse cycle, without louvered sides, and 11,000 to 13,999 Btu/h | 11800 | 9.5 | No | 14000 | 11000 | (8b) Without reverse cycle, without louvered sides, and 11,000 to 13,999 Btu/h | #N/A | #N/A | #N/A | #N/A | #N/A | #N/A | #N/A | #N/A | #N/A | #N/A | #N/A | #N/A | #N/A | #N/A | #N/A | #N/A | #N/A | #N/A | #N/A
OLMO | OW-P12HS230V6TW | (8b) Without reverse cycle, without louvered sides, and 11,000 to 13,999 Btu/h | 12000 | 9.5 | No | 14000 | 11000 | (8b) Without reverse cycle, without louvered sides, and 11,000 to 13,999 Btu/h | #N/A | #N/A | #N/A | #N/A | #N/A | #N/A | #N/A | #N/A | #N/A | #N/A | #N/A | #N/A | #N/A | #N/A | #N/A | #N/A | #N/A | #N/A | #N/A
Brothers | 102132 | (8b) Without reverse cycle, without louvered sides, and 11,000 to 13,999 Btu/h | 12000 | 9.5 | Yes | 14000 | 11000 | (8b) Without reverse cycle, without louvered sides, and 11,000 to 13,999 Btu/h | #N/A | #N/A | #N/A | #N/A | #N/A | #N/A | #N/A | #N/A | #N/A | #N/A | #N/A | #N/A | #N/A | #N/A | #N/A | #N/A | #N/A | #N/A | #N/A
GE | AJEM12DWH** | (8b) Without reverse cycle, without louvered sides, and 11,000 to 13,999 Btu/h | 12000 | 9.5 | Yes | 14000 | 11000 | (8b) Without reverse cycle, without louvered sides, and 11,000 to 13,999 Btu/h | #N/A | #N/A | #N/A | #N/A | #N/A | #N/A | #N/A | #N/A | #N/A | #N/A | #N/A | #N/A | #N/A | #N/A | #N/A | #N/A | #N/A | #N/A | #N/A
Crosley | CTWMHE12B2 | (8b) Without reverse cycle, without louvered sides, and 11,000 to 13,999 Btu/h | 12000 | 9.5 | No | 14000 | 11000 | (8b) Without reverse cycle, without louvered sides, and 11,000 to 13,999 Btu/h | #N/A | #N/A | #N/A | #N/A | #N/A | #N/A | #N/A | #N/A | #N/A | #N/A | #N/A | #N/A | #N/A | #N/A | #N/A | #N/A | #N/A | #N/A | #N/A
Midea | MAT12H2ZWT | (8b) Without reverse cycle, without louvered sides, and 11,000 to 13,999 Btu/h | 12000 | 9.5 | Yes | 14000 | 11000 | (8b) Without reverse cycle, without louvered sides, and 11,000 to 13,999 Btu/h | #N/A | #N/A | #N/A | #N/A | #N/A | #N/A | #N/A | #N/A | #N/A | #N/A | #N/A | #N/A | #N/A | #N/A | #N/A | #N/A | #N/A | #N/A | #N/A
Friedrich | WET12A33A | (8b) Without reverse cycle, without louvered sides, and 11,000 to 13,999 Btu/h | 12000 | 9.5 | Yes | 14000 | 11000 | (8b) Without reverse cycle, without louvered sides, and 11,000 to 13,999 Btu/h | #N/A | #N/A | #N/A | #N/A | #N/A | #N/A | #N/A | #N/A | #N/A | #N/A | #N/A | #N/A | #N/A | #N/A | #N/A | #N/A | #N/A | #N/A | #N/A
Koldfront | WTC12001W | (8b) Without reverse cycle, without louvered sides, and 11,000 to 13,999 Btu/h | 12000 | 9.5 | No | 14000 | 11000 | (8b) Without reverse cycle, without louvered sides, and 11,000 to 13,999 Btu/h | #N/A | #N/A | #N/A | #N/A | #N/A | #N/A | #N/A | #N/A | #N/A | #N/A | #N/A | #N/A | #N/A | #N/A | #N/A | #N/A | #N/A | #N/A | #N/A
Frigidaire | FFTH1222U2 (230V) | (8b) Without reverse cycle, without louvered sides, and 11,000 to 13,999 Btu/h | 12000 | 9.5 | Yes | 14000 | 11000 | (8b) Without reverse cycle, without louvered sides, and 11,000 to 13,999 Btu/h | #N/A | #N/A | #N/A | #N/A | #N/A | #N/A | #N/A | #N/A | #N/A | #N/A | #N/A | #N/A | #N/A | #N/A | #N/A | #N/A | #N/A | #N/A | #N/A
Frigidaire | FFTH1222R2 (230V) | (8b) Without reverse cycle, without louvered sides, and 11,000 to 13,999 Btu/h | 12000 | 9.5 | No | 14000 | 11000 | (8b) Without reverse cycle, without louvered sides, and 11,000 to 13,999 Btu/h | #N/A | #N/A | #N/A | #N/A | #N/A | #N/A | #N/A | #N/A | #N/A | #N/A | #N/A | #N/A | #N/A | #N/A | #N/A | #N/A | #N/A | #N/A | #N/A
Pelonis | PAT12H2ZWT | (8b) Without reverse cycle, without louvered sides, and 11,000 to 13,999 Btu/h | 12000 | 9.5 | Yes | 14000 | 11000 | (8b) Without reverse cycle, without louvered sides, and 11,000 to 13,999 Btu/h | #N/A | #N/A | #N/A | #N/A | #N/A | #N/A | #N/A | #N/A | #N/A | #N/A | #N/A | #N/A | #N/A | #N/A | #N/A | #N/A | #N/A | #N/A | #N/A
Perfect aire | 3PATWH12002 | (8b) Without reverse cycle, without louvered sides, and 11,000 to 13,999 Btu/h | 12000 | 9.5 | No | 14000 | 11000 | (8b) Without reverse cycle, without louvered sides, and 11,000 to 13,999 Btu/h | #N/A | #N/A | #N/A | #N/A | #N/A | #N/A | #N/A | #N/A | #N/A | #N/A | #N/A | #N/A | #N/A | #N/A | #N/A | #N/A | #N/A | #N/A | #N/A
BEVOI | BEVTTW122H | (8b) Without reverse cycle, without louvered sides, and 11,000 to 13,999 Btu/h | 12000 | 9.5 | Yes | 14000 | 11000 | (8b) Without reverse cycle, without louvered sides, and 11,000 to 13,999 Btu/h | #N/A | #N/A | #N/A | #N/A | #N/A | #N/A | #N/A | #N/A | #N/A | #N/A | #N/A | #N/A | #N/A | #N/A | #N/A | #N/A | #N/A | #N/A | #N/A
Breeze33 | BZ3312TWHC2 | (8b) Without reverse cycle, without louvered sides, and 11,000 to 13,999 Btu/h | 12000 | 9.5 | No | 14000 | 11000 | (8b) Without reverse cycle, without louvered sides, and 11,000 to 13,999 Btu/h | #N/A | #N/A | #N/A | #N/A | #N/A | #N/A | #N/A | #N/A | #N/A | #N/A | #N/A | #N/A | #N/A | #N/A | #N/A | #N/A | #N/A | #N/A | #N/A
GE | AJEQ12DWH** | (8b) Without reverse cycle, without louvered sides, and 11,000 to 13,999 Btu/h | 12000 | 9.5 | Yes | 14000 | 11000 | (8b) Without reverse cycle, without louvered sides, and 11,000 to 13,999 Btu/h | #N/A | #N/A | #N/A | #N/A | #N/A | #N/A | #N/A | #N/A | #N/A | #N/A | #N/A | #N/A | #N/A | #N/A | #N/A | #N/A | #N/A | #N/A | #N/A
Frigidaire | FFTH122WA2 (230V) | (8b) Without reverse cycle, without louvered sides, and 11,000 to 13,999 Btu/h | 12000 | 9.5 | Yes | 14000 | 11000 | (8b) Without reverse cycle, without louvered sides, and 11,000 to 13,999 Btu/h | #N/A | #N/A | #N/A | #N/A | #N/A | #N/A | #N/A | #N/A | #N/A | #N/A | #N/A | #N/A | #N/A | #N/A | #N/A | #N/A | #N/A | #N/A | #N/A
Keystone | KSTAT12-2HC | (8b) Without reverse cycle, without louvered sides, and 11,000 to 13,999 Btu/h | 12000 | 9.5 | No | 14000 | 11000 | (8b) Without reverse cycle, without louvered sides, and 11,000 to 13,999 Btu/h | #N/A | #N/A | #N/A | #N/A | #N/A | #N/A | #N/A | #N/A | #N/A | #N/A | #N/A | #N/A | #N/A | #N/A | #N/A | #N/A | #N/A | #N/A | #N/A
Comfort Aire | BGE-123M | (8b) Without reverse cycle, without louvered sides, and 11,000 to 13,999 Btu/h | 12000 | 9.5 | Yes | 14000 | 11000 | (8b) Without reverse cycle, without louvered sides, and 11,000 to 13,999 Btu/h | #N/A | #N/A | #N/A | #N/A | #N/A | #N/A | #N/A | #N/A | #N/A | #N/A | #N/A | #N/A | #N/A | #N/A | #N/A | #N/A | #N/A | #N/A | #N/A
Arctic King | WTW-12ER5a | (8b) Without reverse cycle, without louvered sides, and 11,000 to 13,999 Btu/h | 12000 | 9.5 | Yes | 14000 | 11000 | (8b) Without reverse cycle, without louvered sides, and 11,000 to 13,999 Btu/h | #N/A | #N/A | #N/A | #N/A | #N/A | #N/A | #N/A | #N/A | #N/A | #N/A | #N/A | #N/A | #N/A | #N/A | #N/A | #N/A | #N/A | #N/A | #N/A
Seasons | ST12R2-H | (8b) Without reverse cycle, without louvered sides, and 11,000 to 13,999 Btu/h | 12000 | 9.5 | Yes | 14000 | 11000 | (8b) Without reverse cycle, without louvered sides, and 11,000 to 13,999 Btu/h | #N/A | #N/A | #N/A | #N/A | #N/A | #N/A | #N/A | #N/A | #N/A | #N/A | #N/A | #N/A | #N/A | #N/A | #N/A | #N/A | #N/A | #N/A | #N/A
Garrison | 2477813 | (8b) Without reverse cycle, without louvered sides, and 11,000 to 13,999 Btu/h | 12000 | 9.5 | No | 14000 | 11000 | (8b) Without reverse cycle, without louvered sides, and 11,000 to 13,999 Btu/h | #N/A | #N/A | #N/A | #N/A | #N/A | #N/A | #N/A | #N/A | #N/A | #N/A | #N/A | #N/A | #N/A | #N/A | #N/A | #N/A | #N/A | #N/A | #N/A
Sea Breeze | STW412AEZRB | (8b) Without reverse cycle, without louvered sides, and 11,000 to 13,999 Btu/h | 12000 | 9.5 | Yes | 14000 | 11000 | (8b) Without reverse cycle, without louvered sides, and 11,000 to 13,999 Btu/h | #N/A | #N/A | #N/A | #N/A | #N/A | #N/A | #N/A | #N/A | #N/A | #N/A | #N/A | #N/A | #N/A | #N/A | #N/A | #N/A | #N/A | #N/A | #N/A
GE | AJEQ12DCH** | (8b) Without reverse cycle, without louvered sides, and 11,000 to 13,999 Btu/h | 12100 | 9.5 | Yes | 14000 | 11000 | (8b) Without reverse cycle, without louvered sides, and 11,000 to 13,999 Btu/h | #N/A | #N/A | #N/A | #N/A | #N/A | #N/A | #N/A | #N/A | #N/A | #N/A | #N/A | #N/A | #N/A | #N/A | #N/A | #N/A | #N/A | #N/A | #N/A
GE | AJEM12DCH** | (8b) Without reverse cycle, without louvered sides, and 11,000 to 13,999 Btu/h | 12100 | 9.5 | No | 14000 | 11000 | (8b) Without reverse cycle, without louvered sides, and 11,000 to 13,999 Btu/h | #N/A | #N/A | #N/A | #N/A | #N/A | #N/A | #N/A | #N/A | #N/A | #N/A | #N/A | #N/A | #N/A | #N/A | #N/A | #N/A | #N/A | #N/A | #N/A
GE | AKEQ12DCH** | (8b) Without reverse cycle, without louvered sides, and 11,000 to 13,999 Btu/h | 12100 | 9.5 | Yes | 14000 | 11000 | (8b) Without reverse cycle, without louvered sides, and 11,000 to 13,999 Btu/h | #N/A | #N/A | #N/A | #N/A | #N/A | #N/A | #N/A | #N/A | #N/A | #N/A | #N/A | #N/A | #N/A | #N/A | #N/A | #N/A | #N/A | #N/A | #N/A
Frigidaire | FFTH1422R2 (208V) | (8b) Without reverse cycle, without louvered sides, and 11,000 to 13,999 Btu/h | 13600 | 9.5 | Yes | 14000 | 11000 | (8b) Without reverse cycle, without louvered sides, and 11,000 to 13,999 Btu/h | #N/A | #N/A | #N/A | #N/A | #N/A | #N/A | #N/A | #N/A | #N/A | #N/A | #N/A | #N/A | #N/A | #N/A | #N/A | #N/A | #N/A | #N/A | #N/A
Frigidaire | FFTA1422R2 (208V) | (8b) Without reverse cycle, without louvered sides, and 11,000 to 13,999 Btu/h | 13600 | 9.5 | Yes | 14000 | 11000 | (8b) Without reverse cycle, without louvered sides, and 11,000 to 13,999 Btu/h | #N/A | #N/A | #N/A | #N/A | #N/A | #N/A | #N/A | #N/A | #N/A | #N/A | #N/A | #N/A | #N/A | #N/A | #N/A | #N/A | #N/A | #N/A | #N/A
Frigidaire | FHTC142WA2 | (8b) Without reverse cycle, without louvered sides, and 11,000 to 13,999 Btu/h | 13600 | 9.5 | Yes | 14000 | 11000 | (8b) Without reverse cycle, without louvered sides, and 11,000 to 13,999 Btu/h | #N/A | #N/A | #N/A | #N/A | #N/A | #N/A | #N/A | #N/A | #N/A | #N/A | #N/A | #N/A | #N/A | #N/A | #N/A | #N/A | #N/A | #N/A | #N/A
Frigidaire | FHTC142WA2 | (8b) Without reverse cycle, without louvered sides, and 11,000 to 13,999 Btu/h | 13600 | 9.5 | No | 14000 | 11000 | (8b) Without reverse cycle, without louvered sides, and 11,000 to 13,999 Btu/h | #N/A | #N/A | #N/A | #N/A | #N/A | #N/A | #N/A | #N/A | #N/A | #N/A | #N/A | #N/A | #N/A | #N/A | #N/A | #N/A | #N/A | #N/A | #N/A
Frigidaire | FFTH142WA2 (208V) | (8b) Without reverse cycle, without louvered sides, and 11,000 to 13,999 Btu/h | 13600 | 9.5 | Yes | 14000 | 11000 | (8b) Without reverse cycle, without louvered sides, and 11,000 to 13,999 Btu/h | #N/A | #N/A | #N/A | #N/A | #N/A | #N/A | #N/A | #N/A | #N/A | #N/A | #N/A | #N/A | #N/A | #N/A | #N/A | #N/A | #N/A | #N/A | #N/A
Frigidaire | FFTA142WA2 (208V) | (8b) Without reverse cycle, without louvered sides, and 11,000 to 13,999 Btu/h | 13600 | 9.5 | No | 14000 | 11000 | (8b) Without reverse cycle, without louvered sides, and 11,000 to 13,999 Btu/h | #N/A | #N/A | #N/A | #N/A | #N/A | #N/A | #N/A | #N/A | #N/A | #N/A | #N/A | #N/A | #N/A | #N/A | #N/A | #N/A | #N/A | #N/A | #N/A
GE | AJCQ14DCH** | (8b) Without reverse cycle, without louvered sides, and 11,000 to 13,999 Btu/h | 13700 | 9.5 | No | 14000 | 11000 | (8b) Without reverse cycle, without louvered sides, and 11,000 to 13,999 Btu/h | #N/A | #N/A | #N/A | #N/A | #N/A | #N/A | #N/A | #N/A | #N/A | #N/A | #N/A | #N/A | #N/A | #N/A | #N/A | #N/A | #N/A | #N/A | #N/A
GE | AJEQ14DCH** | (8b) Without reverse cycle, without louvered sides, and 11,000 to 13,999 Btu/h | 13800 | 9.5 | Yes | 14000 | 11000 | (8b) Without reverse cycle, without louvered sides, and 11,000 to 13,999 Btu/h | #N/A | #N/A | #N/A | #N/A | #N/A | #N/A | #N/A | #N/A | #N/A | #N/A | #N/A | #N/A | #N/A | #N/A | #N/A | #N/A | #N/A | #N/A | #N/A
GE | AKEQ14DCH** | (8b) Without reverse cycle, without louvered sides, and 11,000 to 13,999 Btu/h | 13900 | 9.5 | No | 14000 | 11000 | (8b) Without reverse cycle, without louvered sides, and 11,000 to 13,999 Btu/h | #N/A | #N/A | #N/A | #N/A | #N/A | #N/A | #N/A | #N/A | #N/A | #N/A | #N/A | #N/A | #N/A | #N/A | #N/A | #N/A | #N/A | #N/A | #N/A
Frigidaire | FHTC142WA2 | (9) Without reverse cycle, without louvered sides, and 14,000 to 19,999 Btu/h | 14000 | 9.5 | Yes | 20000 | 14000 | (9) Without reverse cycle, without louvered sides, and 14,000 to 19,999 Btu/h | #N/A | #N/A | #N/A | #N/A | #N/A | #N/A | #N/A | #N/A | #N/A | #N/A | #N/A | #N/A | #N/A | #N/A | #N/A | #N/A | #N/A | #N/A | #N/A
GE | AJEQ14DWH** | (9) Without reverse cycle, without louvered sides, and 14,000 to 19,999 Btu/h | 14000 | 9.5 | No | 20000 | 14000 | (9) Without reverse cycle, without louvered sides, and 14,000 to 19,999 Btu/h | #N/A | #N/A | #N/A | #N/A | #N/A | #N/A | #N/A | #N/A | #N/A | #N/A | #N/A | #N/A | #N/A | #N/A | #N/A | #N/A | #N/A | #N/A | #N/A
GE | AJCQ14DWH** | (9) Without reverse cycle, without louvered sides, and 14,000 to 19,999 Btu/h | 14000 | 9.5 | No | 20000 | 14000 | (9) Without reverse cycle, without louvered sides, and 14,000 to 19,999 Btu/h | #N/A | #N/A | #N/A | #N/A | #N/A | #N/A | #N/A | #N/A | #N/A | #N/A | #N/A | #N/A | #N/A | #N/A | #N/A | #N/A | #N/A | #N/A | #N/A
Frigidaire | FHTC142WA2 | (9) Without reverse cycle, without louvered sides, and 14,000 to 19,999 Btu/h | 14000 | 9.5 | Yes | 20000 | 14000 | (9) Without reverse cycle, without louvered sides, and 14,000 to 19,999 Btu/h | #N/A | #N/A | #N/A | #N/A | #N/A | #N/A | #N/A | #N/A | #N/A | #N/A | #N/A | #N/A | #N/A | #N/A | #N/A | #N/A | #N/A | #N/A | #N/A
OLMO | OW-P08HS115V6TW | (8a) Without reverse cycle, without louvered sides, and 8,000 to 10,999 Btu/h | 8000 | 9.6 | No | 11000 | 8000 | (8a) Without reverse cycle, without louvered sides, and 8,000 to 10,999 Btu/h | #N/A | #N/A | #N/A | #N/A | #N/A | #N/A | #N/A | #N/A | #N/A | #N/A | #N/A | #N/A | #N/A | #N/A | #N/A | #N/A | #N/A | #N/A | #N/A
Breeze33 | BZ338TWHC1 | (8a) Without reverse cycle, without louvered sides, and 8,000 to 10,999 Btu/h | 8000 | 9.6 | Yes | 11000 | 8000 | (8a) Without reverse cycle, without louvered sides, and 8,000 to 10,999 Btu/h | #N/A | #N/A | #N/A | #N/A | #N/A | #N/A | #N/A | #N/A | #N/A | #N/A | #N/A | #N/A | #N/A | #N/A | #N/A | #N/A | #N/A | #N/A | #N/A
Frigidaire | FFTH0822R1 | (8a) Without reverse cycle, without louvered sides, and 8,000 to 10,999 Btu/h | 8000 | 9.6 | No | 11000 | 8000 | (8a) Without reverse cycle, without louvered sides, and 8,000 to 10,999 Btu/h | #N/A | #N/A | #N/A | #N/A | #N/A | #N/A | #N/A | #N/A | #N/A | #N/A | #N/A | #N/A | #N/A | #N/A | #N/A | #N/A | #N/A | #N/A | #N/A
Keystone | KSTAT08-1HC | (8a) Without reverse cycle, without louvered sides, and 8,000 to 10,999 Btu/h | 8000 | 9.6 | No | 11000 | 8000 | (8a) Without reverse cycle, without louvered sides, and 8,000 to 10,999 Btu/h | #N/A | #N/A | #N/A | #N/A | #N/A | #N/A | #N/A | #N/A | #N/A | #N/A | #N/A | #N/A | #N/A | #N/A | #N/A | #N/A | #N/A | #N/A | #N/A
Garrison | 2477811 | (8a) Without reverse cycle, without louvered sides, and 8,000 to 10,999 Btu/h | 8000 | 9.6 | Yes | 11000 | 8000 | (8a) Without reverse cycle, without louvered sides, and 8,000 to 10,999 Btu/h | #N/A | #N/A | #N/A | #N/A | #N/A | #N/A | #N/A | #N/A | #N/A | #N/A | #N/A | #N/A | #N/A | #N/A | #N/A | #N/A | #N/A | #N/A | #N/A
Koldfront | WTC8001W | (8a) Without reverse cycle, without louvered sides, and 8,000 to 10,999 Btu/h | 8000 | 9.6 | No | 11000 | 8000 | (8a) Without reverse cycle, without louvered sides, and 8,000 to 10,999 Btu/h | #N/A | #N/A | #N/A | #N/A | #N/A | #N/A | #N/A | #N/A | #N/A | #N/A | #N/A | #N/A | #N/A | #N/A | #N/A | #N/A | #N/A | #N/A | #N/A
Arctic King | WTW-08ER5 | (8a) Without reverse cycle, without louvered sides, and 8,000 to 10,999 Btu/h | 8000 | 9.6 | Yes | 11000 | 8000 | (8a) Without reverse cycle, without louvered sides, and 8,000 to 10,999 Btu/h | #N/A | #N/A | #N/A | #N/A | #N/A | #N/A | #N/A | #N/A | #N/A | #N/A | #N/A | #N/A | #N/A | #N/A | #N/A | #N/A | #N/A | #N/A | #N/A
BEVOI | BEVTTW81HF | (8a) Without reverse cycle, without louvered sides, and 8,000 to 10,999 Btu/h | 8000 | 9.6 | No | 11000 | 8000 | (8a) Without reverse cycle, without louvered sides, and 8,000 to 10,999 Btu/h | #N/A | #N/A | #N/A | #N/A | #N/A | #N/A | #N/A | #N/A | #N/A | #N/A | #N/A | #N/A | #N/A | #N/A | #N/A | #N/A | #N/A | #N/A | #N/A
Frigidaire | FFTH082WA1 | (8a) Without reverse cycle, without louvered sides, and 8,000 to 10,999 Btu/h | 8000 | 9.6 | Yes | 11000 | 8000 | (8a) Without reverse cycle, without louvered sides, and 8,000 to 10,999 Btu/h | #N/A | #N/A | #N/A | #N/A | #N/A | #N/A | #N/A | #N/A | #N/A | #N/A | #N/A | #N/A | #N/A | #N/A | #N/A | #N/A | #N/A | #N/A | #N/A
Midea | MAT08H1ZWT | (8a) Without reverse cycle, without louvered sides, and 8,000 to 10,999 Btu/h | 8000 | 9.6 | Yes | 11000 | 8000 | (8a) Without reverse cycle, without louvered sides, and 8,000 to 10,999 Btu/h | #N/A | #N/A | #N/A | #N/A | #N/A | #N/A | #N/A | #N/A | #N/A | #N/A | #N/A | #N/A | #N/A | #N/A | #N/A | #N/A | #N/A | #N/A | #N/A
Seasons | ST08R1-H | (8a) Without reverse cycle, without louvered sides, and 8,000 to 10,999 Btu/h | 8000 | 9.6 | No | 11000 | 8000 | (8a) Without reverse cycle, without louvered sides, and 8,000 to 10,999 Btu/h | #N/A | #N/A | #N/A | #N/A | #N/A | #N/A | #N/A | #N/A | #N/A | #N/A | #N/A | #N/A | #N/A | #N/A | #N/A | #N/A | #N/A | #N/A | #N/A
GE | AJEQ08AWH** | (8a) Without reverse cycle, without louvered sides, and 8,000 to 10,999 Btu/h | 8300 | 9.6 | Yes | 11000 | 8000 | (8a) Without reverse cycle, without louvered sides, and 8,000 to 10,999 Btu/h | #N/A | #N/A | #N/A | #N/A | #N/A | #N/A | #N/A | #N/A | #N/A | #N/A | #N/A | #N/A | #N/A | #N/A | #N/A | #N/A | #N/A | #N/A | #N/A
Frigidaire | FFTH0822U1 | (8a) Without reverse cycle, without louvered sides, and 8,000 to 10,999 Btu/h | 8400 | 9.6 | No | 11000 | 8000 | (8a) Without reverse cycle, without louvered sides, and 8,000 to 10,999 Btu/h | #N/A | #N/A | #N/A | #N/A | #N/A | #N/A | #N/A | #N/A | #N/A | #N/A | #N/A | #N/A | #N/A | #N/A | #N/A | #N/A | #N/A | #N/A | #N/A
GE | AJEQ08ACH** | (8a) Without reverse cycle, without louvered sides, and 8,000 to 10,999 Btu/h | 8600 | 9.6 | No | 11000 | 8000 | (8a) Without reverse cycle, without louvered sides, and 8,000 to 10,999 Btu/h | #N/A | #N/A | #N/A | #N/A | #N/A | #N/A | #N/A | #N/A | #N/A | #N/A | #N/A | #N/A | #N/A | #N/A | #N/A | #N/A | #N/A | #N/A | #N/A
Frigidaire | FFTH1022R2 (208V) | (8a) Without reverse cycle, without louvered sides, and 8,000 to 10,999 Btu/h | 9800 | 9.6 | No | 11000 | 8000 | (8a) Without reverse cycle, without louvered sides, and 8,000 to 10,999 Btu/h | #N/A | #N/A | #N/A | #N/A | #N/A | #N/A | #N/A | #N/A | #N/A | #N/A | #N/A | #N/A | #N/A | #N/A | #N/A | #N/A | #N/A | #N/A | #N/A
GE | AKEQ10DCH** | (8a) Without reverse cycle, without louvered sides, and 8,000 to 10,999 Btu/h | 9800 | 9.6 | Yes | 11000 | 8000 | (8a) Without reverse cycle, without louvered sides, and 8,000 to 10,999 Btu/h | #N/A | #N/A | #N/A | #N/A | #N/A | #N/A | #N/A | #N/A | #N/A | #N/A | #N/A | #N/A | #N/A | #N/A | #N/A | #N/A | #N/A | #N/A | #N/A
Frigidaire | FFTH1022U2 (208V) | (8a) Without reverse cycle, without louvered sides, and 8,000 to 10,999 Btu/h | 9800 | 9.6 | No | 11000 | 8000 | (8a) Without reverse cycle, without louvered sides, and 8,000 to 10,999 Btu/h | #N/A | #N/A | #N/A | #N/A | #N/A | #N/A | #N/A | #N/A | #N/A | #N/A | #N/A | #N/A | #N/A | #N/A | #N/A | #N/A | #N/A | #N/A | #N/A
Frigidaire | FFTH102WA2 (208V) | (8a) Without reverse cycle, without louvered sides, and 8,000 to 10,999 Btu/h | 9800 | 9.6 | No | 11000 | 8000 | (8a) Without reverse cycle, without louvered sides, and 8,000 to 10,999 Btu/h | #N/A | #N/A | #N/A | #N/A | #N/A | #N/A | #N/A | #N/A | #N/A | #N/A | #N/A | #N/A | #N/A | #N/A | #N/A | #N/A | #N/A | #N/A | #N/A
GE | AJEQ10DWH** | (8a) Without reverse cycle, without louvered sides, and 8,000 to 10,999 Btu/h | 9900 | 9.6 | Yes | 11000 | 8000 | (8a) Without reverse cycle, without louvered sides, and 8,000 to 10,999 Btu/h | #N/A | #N/A | #N/A | #N/A | #N/A | #N/A | #N/A | #N/A | #N/A | #N/A | #N/A | #N/A | #N/A | #N/A | #N/A | #N/A | #N/A | #N/A | #N/A
Koldfront | WTC10001W | (8a) Without reverse cycle, without louvered sides, and 8,000 to 10,999 Btu/h | 10000 | 9.6 | Yes | 11000 | 8000 | (8a) Without reverse cycle, without louvered sides, and 8,000 to 10,999 Btu/h | #N/A | #N/A | #N/A | #N/A | #N/A | #N/A | #N/A | #N/A | #N/A | #N/A | #N/A | #N/A | #N/A | #N/A | #N/A | #N/A | #N/A | #N/A | #N/A
Frigidaire | FFTH1022R2 (230V) | (8a) Without reverse cycle, without louvered sides, and 8,000 to 10,999 Btu/h | 10000 | 9.6 | Yes | 11000 | 8000 | (8a) Without reverse cycle, without louvered sides, and 8,000 to 10,999 Btu/h | #N/A | #N/A | #N/A | #N/A | #N/A | #N/A | #N/A | #N/A | #N/A | #N/A | #N/A | #N/A | #N/A | #N/A | #N/A | #N/A | #N/A | #N/A | #N/A
Comfort Aire | BGE-103M | (8a) Without reverse cycle, without louvered sides, and 8,000 to 10,999 Btu/h | 10000 | 9.6 | No | 11000 | 8000 | (8a) Without reverse cycle, without louvered sides, and 8,000 to 10,999 Btu/h | #N/A | #N/A | #N/A | #N/A | #N/A | #N/A | #N/A | #N/A | #N/A | #N/A | #N/A | #N/A | #N/A | #N/A | #N/A | #N/A | #N/A | #N/A | #N/A
Pelonis | PAT10H2ZWT | (8a) Without reverse cycle, without louvered sides, and 8,000 to 10,999 Btu/h | 10000 | 9.6 | Yes | 11000 | 8000 | (8a) Without reverse cycle, without louvered sides, and 8,000 to 10,999 Btu/h | #N/A | #N/A | #N/A | #N/A | #N/A | #N/A | #N/A | #N/A | #N/A | #N/A | #N/A | #N/A | #N/A | #N/A | #N/A | #N/A | #N/A | #N/A | #N/A
Arctic King | WTW-10ER5a | (8a) Without reverse cycle, without louvered sides, and 8,000 to 10,999 Btu/h | 10000 | 9.6 | No | 11000 | 8000 | (8a) Without reverse cycle, without louvered sides, and 8,000 to 10,999 Btu/h | #N/A | #N/A | #N/A | #N/A | #N/A | #N/A | #N/A | #N/A | #N/A | #N/A | #N/A | #N/A | #N/A | #N/A | #N/A | #N/A | #N/A | #N/A | #N/A
Seasons | ST10R2-H | (8a) Without reverse cycle, without louvered sides, and 8,000 to 10,999 Btu/h | 10000 | 9.6 | Yes | 11000 | 8000 | (8a) Without reverse cycle, without louvered sides, and 8,000 to 10,999 Btu/h | #N/A | #N/A | #N/A | #N/A | #N/A | #N/A | #N/A | #N/A | #N/A | #N/A | #N/A | #N/A | #N/A | #N/A | #N/A | #N/A | #N/A | #N/A | #N/A
Garrison | 2477812 | (8a) Without reverse cycle, without louvered sides, and 8,000 to 10,999 Btu/h | 10000 | 9.6 | No | 11000 | 8000 | (8a) Without reverse cycle, without louvered sides, and 8,000 to 10,999 Btu/h | #N/A | #N/A | #N/A | #N/A | #N/A | #N/A | #N/A | #N/A | #N/A | #N/A | #N/A | #N/A | #N/A | #N/A | #N/A | #N/A | #N/A | #N/A | #N/A
Frigidaire | FFTH102WA2 (230V) | (8a) Without reverse cycle, without louvered sides, and 8,000 to 10,999 Btu/h | 10000 | 9.6 | Yes | 11000 | 8000 | (8a) Without reverse cycle, without louvered sides, and 8,000 to 10,999 Btu/h | #N/A | #N/A | #N/A | #N/A | #N/A | #N/A | #N/A | #N/A | #N/A | #N/A | #N/A | #N/A | #N/A | #N/A | #N/A | #N/A | #N/A | #N/A | #N/A
Perfect aire | 3PATWH10002 | (8a) Without reverse cycle, without louvered sides, and 8,000 to 10,999 Btu/h | 10000 | 9.6 | No | 11000 | 8000 | (8a) Without reverse cycle, without louvered sides, and 8,000 to 10,999 Btu/h | #N/A | #N/A | #N/A | #N/A | #N/A | #N/A | #N/A | #N/A | #N/A | #N/A | #N/A | #N/A | #N/A | #N/A | #N/A | #N/A | #N/A | #N/A | #N/A
INFINITI | 1120441 | (8a) Without reverse cycle, without louvered sides, and 8,000 to 10,999 Btu/h | 10000 | 9.6 | Yes | 11000 | 8000 | (8a) Without reverse cycle, without louvered sides, and 8,000 to 10,999 Btu/h | #N/A | #N/A | #N/A | #N/A | #N/A | #N/A | #N/A | #N/A | #N/A | #N/A | #N/A | #N/A | #N/A | #N/A | #N/A | #N/A | #N/A | #N/A | #N/A
GE | AJEQ10DCH** | (8a) Without reverse cycle, without louvered sides, and 8,000 to 10,999 Btu/h | 10000 | 9.6 | No | 11000 | 8000 | (8a) Without reverse cycle, without louvered sides, and 8,000 to 10,999 Btu/h | #N/A | #N/A | #N/A | #N/A | #N/A | #N/A | #N/A | #N/A | #N/A | #N/A | #N/A | #N/A | #N/A | #N/A | #N/A | #N/A | #N/A | #N/A | #N/A
Frigidaire | FFTH1022U2 (230V) | (8a) Without reverse cycle, without louvered sides, and 8,000 to 10,999 Btu/h | 10000 | 9.6 | Yes | 11000 | 8000 | (8a) Without reverse cycle, without louvered sides, and 8,000 to 10,999 Btu/h | #N/A | #N/A | #N/A | #N/A | #N/A | #N/A | #N/A | #N/A | #N/A | #N/A | #N/A | #N/A | #N/A | #N/A | #N/A | #N/A | #N/A | #N/A | #N/A
Keystone | KSTAT10-2HC | (8a) Without reverse cycle, without louvered sides, and 8,000 to 10,999 Btu/h | 10000 | 9.6 | Yes | 11000 | 8000 | (8a) Without reverse cycle, without louvered sides, and 8,000 to 10,999 Btu/h | #N/A | #N/A | #N/A | #N/A | #N/A | #N/A | #N/A | #N/A | #N/A | #N/A | #N/A | #N/A | #N/A | #N/A | #N/A | #N/A | #N/A | #N/A | #N/A
GE | AJEQ10DCH** | (8a) Without reverse cycle, without louvered sides, and 8,000 to 10,999 Btu/h | 10100 | 9.6 | Yes | 11000 | 8000 | (8a) Without reverse cycle, without louvered sides, and 8,000 to 10,999 Btu/h | #N/A | #N/A | #N/A | #N/A | #N/A | #N/A | #N/A | #N/A | #N/A | #N/A | #N/A | #N/A | #N/A | #N/A | #N/A | #N/A | #N/A | #N/A | #N/A
GE | AJEQ10DWH** | (8a) Without reverse cycle, without louvered sides, and 8,000 to 10,999 Btu/h | 10100 | 9.6 | No | 11000 | 8000 | (8a) Without reverse cycle, without louvered sides, and 8,000 to 10,999 Btu/h | #N/A | #N/A | #N/A | #N/A | #N/A | #N/A | #N/A | #N/A | #N/A | #N/A | #N/A | #N/A | #N/A | #N/A | #N/A | #N/A | #N/A | #N/A | #N/A
GE | AKEQ10DCH** | (8a) Without reverse cycle, without louvered sides, and 8,000 to 10,999 Btu/h | 10100 | 9.6 | No | 11000 | 8000 | (8a) Without reverse cycle, without louvered sides, and 8,000 to 10,999 Btu/h | #N/A | #N/A | #N/A | #N/A | #N/A | #N/A | #N/A | #N/A | #N/A | #N/A | #N/A | #N/A | #N/A | #N/A | #N/A | #N/A | #N/A | #N/A | #N/A
GE | AJHQ12DWH** | (12) With reverse cycle, without louvered sides, and less than 14,000 Btu/h | 11100 | 9.6 | No | 14000 | 11000 | (12) With reverse cycle, without louvered sides, and less than 14,000 Btu/h | #N/A | #N/A | #N/A | #N/A | #N/A | #N/A | #N/A | #N/A | #N/A | #N/A | #N/A | #N/A | #N/A | #N/A | #N/A | #N/A | #N/A | #N/A | #N/A
GE | AJHQ12DCH** | (12) With reverse cycle, without louvered sides, and less than 14,000 Btu/h | 11400 | 9.6 | Yes | 14000 | 11000 | (12) With reverse cycle, without louvered sides, and less than 14,000 Btu/h | #N/A | #N/A | #N/A | #N/A | #N/A | #N/A | #N/A | #N/A | #N/A | #N/A | #N/A | #N/A | #N/A | #N/A | #N/A | #N/A | #N/A | #N/A | #N/A
GE | AJHQ12DWH** | (12) With reverse cycle, without louvered sides, and less than 14,000 Btu/h | 11500 | 9.6 | No | 14000 | 11000 | (12) With reverse cycle, without louvered sides, and less than 14,000 Btu/h | #N/A | #N/A | #N/A | #N/A | #N/A | #N/A | #N/A | #N/A | #N/A | #N/A | #N/A | #N/A | #N/A | #N/A | #N/A | #N/A | #N/A | #N/A | #N/A
GE | AJHQ12DCH** | (12) With reverse cycle, without louvered sides, and less than 14,000 Btu/h | 11700 | 9.6 | No | 14000 | 11000 | (12) With reverse cycle, without louvered sides, and less than 14,000 Btu/h | #N/A | #N/A | #N/A | #N/A | #N/A | #N/A | #N/A | #N/A | #N/A | #N/A | #N/A | #N/A | #N/A | #N/A | #N/A | #N/A | #N/A | #N/A | #N/A
Friedrich | UE08D11C | (8a) Without reverse cycle, without louvered sides, and 8,000 to 10,999 Btu/h | 8000 | 9.7 | Yes | 11000 | 8000 | (8a) Without reverse cycle, without louvered sides, and 8,000 to 10,999 Btu/h | #N/A | #N/A | #N/A | #N/A | #N/A | #N/A | #N/A | #N/A | #N/A | #N/A | #N/A | #N/A | #N/A | #N/A | #N/A | #N/A | #N/A | #N/A | #N/A
LG | 301771201 | (8a) Without reverse cycle, without louvered sides, and 8,000 to 10,999 Btu/h | 10000 | 9.7 | No | 11000 | 8000 | (8a) Without reverse cycle, without louvered sides, and 8,000 to 10,999 Btu/h | #N/A | #N/A | #N/A | #N/A | #N/A | #N/A | #N/A | #N/A | #N/A | #N/A | #N/A | #N/A | #N/A | #N/A | #N/A | #N/A | #N/A | #N/A | #N/A
Friedrich | UE10D33C | (8a) Without reverse cycle, without louvered sides, and 8,000 to 10,999 Btu/h | 10000 | 9.7 | Yes | 11000 | 8000 | (8a) Without reverse cycle, without louvered sides, and 8,000 to 10,999 Btu/h | #N/A | #N/A | #N/A | #N/A | #N/A | #N/A | #N/A | #N/A | #N/A | #N/A | #N/A | #N/A | #N/A | #N/A | #N/A | #N/A | #N/A | #N/A | #N/A
LG | LT1037HNR | (8a) Without reverse cycle, without louvered sides, and 8,000 to 10,999 Btu/h | 10000 | 9.7 | No | 11000 | 8000 | (8a) Without reverse cycle, without louvered sides, and 8,000 to 10,999 Btu/h | #N/A | #N/A | #N/A | #N/A | #N/A | #N/A | #N/A | #N/A | #N/A | #N/A | #N/A | #N/A | #N/A | #N/A | #N/A | #N/A | #N/A | #N/A | #N/A
Friedrich | UE12D33C | (8b) Without reverse cycle, without louvered sides, and 11,000 to 13,999 Btu/h | 11200 | 9.7 | No | 14000 | 11000 | (8b) Without reverse cycle, without louvered sides, and 11,000 to 13,999 Btu/h | #N/A | #N/A | #N/A | #N/A | #N/A | #N/A | #N/A | #N/A | #N/A | #N/A | #N/A | #N/A | #N/A | #N/A | #N/A | #N/A | #N/A | #N/A | #N/A
LG | 301771235 | (8b) Without reverse cycle, without louvered sides, and 11,000 to 13,999 Btu/h | 11200 | 9.7 | Yes | 14000 | 11000 | (8b) Without reverse cycle, without louvered sides, and 11,000 to 13,999 Btu/h | #N/A | #N/A | #N/A | #N/A | #N/A | #N/A | #N/A | #N/A | #N/A | #N/A | #N/A | #N/A | #N/A | #N/A | #N/A | #N/A | #N/A | #N/A | #N/A
LG | LT1237HNR | (8b) Without reverse cycle, without louvered sides, and 11,000 to 13,999 Btu/h | 11200 | 9.7 | No | 14000 | 11000 | (8b) Without reverse cycle, without louvered sides, and 11,000 to 13,999 Btu/h | #N/A | #N/A | #N/A | #N/A | #N/A | #N/A | #N/A | #N/A | #N/A | #N/A | #N/A | #N/A | #N/A | #N/A | #N/A | #N/A | #N/A | #N/A | #N/A
Frigidaire | FFRH0822R1E | (11) With reverse cycle, with louvered sides, and less than 20,000 Btu/h | 8000 | 9.8 | Yes | 11000 | 8000 | (11) With reverse cycle, with louvered sides, and less than 20,000 Btu/h | #N/A | #N/A | #N/A | #N/A | #N/A | #N/A | #N/A | #N/A | #N/A | #N/A | #N/A | #N/A | #N/A | #N/A | #N/A | #N/A | #N/A | #N/A | #N/A
Frigidaire | FFRH0822R1 | (11) With reverse cycle, with louvered sides, and less than 20,000 Btu/h | 8000 | 9.8 | Yes | 11000 | 8000 | (11) With reverse cycle, with louvered sides, and less than 20,000 Btu/h | #N/A | #N/A | #N/A | #N/A | #N/A | #N/A | #N/A | #N/A | #N/A | #N/A | #N/A | #N/A | #N/A | #N/A | #N/A | #N/A | #N/A | #N/A | #N/A
Frigidaire | FHWH082WA1 | (11) With reverse cycle, with louvered sides, and less than 20,000 Btu/h | 8000 | 9.8 | Yes | 11000 | 8000 | (11) With reverse cycle, with louvered sides, and less than 20,000 Btu/h | #N/A | #N/A | #N/A | #N/A | #N/A | #N/A | #N/A | #N/A | #N/A | #N/A | #N/A | #N/A | #N/A | #N/A | #N/A | #N/A | #N/A | #N/A | #N/A
GE | AJHQ08ACH** | (12) With reverse cycle, without louvered sides, and less than 14,000 Btu/h | 8300 | 9.8 | No | 11000 | 8000 | (12) With reverse cycle, without louvered sides, and less than 14,000 Btu/h | #N/A | #N/A | #N/A | #N/A | #N/A | #N/A | #N/A | #N/A | #N/A | #N/A | #N/A | #N/A | #N/A | #N/A | #N/A | #N/A | #N/A | #N/A | #N/A
GE | AJHQ08AWH** | (12) With reverse cycle, without louvered sides, and less than 14,000 Btu/h | 8300 | 9.8 | No | 11000 | 8000 | (12) With reverse cycle, without louvered sides, and less than 14,000 Btu/h | #N/A | #N/A | #N/A | #N/A | #N/A | #N/A | #N/A | #N/A | #N/A | #N/A | #N/A | #N/A | #N/A | #N/A | #N/A | #N/A | #N/A | #N/A | #N/A
Frigidaire | FFRH1122U1E | (11) With reverse cycle, with louvered sides, and less than 20,000 Btu/h | 11000 | 9.8 | No | 14000 | 11000 | (11) With reverse cycle, with louvered sides, and less than 20,000 Btu/h | #N/A | #N/A | #N/A | #N/A | #N/A | #N/A | #N/A | #N/A | #N/A | #N/A | #N/A | #N/A | #N/A | #N/A | #N/A | #N/A | #N/A | #N/A | #N/A
Frigidaire | FFRH1122U1 | (11) With reverse cycle, with louvered sides, and less than 20,000 Btu/h | 11000 | 9.8 | No | 14000 | 11000 | (11) With reverse cycle, with louvered sides, and less than 20,000 Btu/h | #N/A | #N/A | #N/A | #N/A | #N/A | #N/A | #N/A | #N/A | #N/A | #N/A | #N/A | #N/A | #N/A | #N/A | #N/A | #N/A | #N/A | #N/A | #N/A
Frigidaire | FHWH112WA1 | (11) With reverse cycle, with louvered sides, and less than 20,000 Btu/h | 11000 | 9.8 | No | 14000 | 11000 | (11) With reverse cycle, with louvered sides, and less than 20,000 Btu/h | #N/A | #N/A | #N/A | #N/A | #N/A | #N/A | #N/A | #N/A | #N/A | #N/A | #N/A | #N/A | #N/A | #N/A | #N/A | #N/A | #N/A | #N/A | #N/A
GE | AHSK24AAH1 | (5a) Without reverse cycle, with louvered sides, and 20,000 to 27,999 Btu/h | 23000 | 9.8 | Yes | 28000 | 20000 | (5a) Without reverse cycle, with louvered sides, and 20,000 to 27,999 Btu/h | #N/A | #N/A | #N/A | #N/A | #N/A | #N/A | #N/A | #N/A | #N/A | #N/A | #N/A | #N/A | #N/A | #N/A | #N/A | #N/A | #N/A | #N/A | #N/A
Friedrich | EP24G33B | (5a) Without reverse cycle, with louvered sides, and 20,000 to 27,999 Btu/h | 23000 | 9.8 | Yes | 28000 | 20000 | (5a) Without reverse cycle, with louvered sides, and 20,000 to 27,999 Btu/h | #N/A | #N/A | #N/A | #N/A | #N/A | #N/A | #N/A | #N/A | #N/A | #N/A | #N/A | #N/A | #N/A | #N/A | #N/A | #N/A | #N/A | #N/A | #N/A
Friedrich | EP24G33B-A | (5a) Without reverse cycle, with louvered sides, and 20,000 to 27,999 Btu/h | 23000 | 9.8 | Yes | 28000 | 20000 | (5a) Without reverse cycle, with louvered sides, and 20,000 to 27,999 Btu/h | #N/A | #N/A | #N/A | #N/A | #N/A | #N/A | #N/A | #N/A | #N/A | #N/A | #N/A | #N/A | #N/A | #N/A | #N/A | #N/A | #N/A | #N/A | #N/A
LG | LW2416HR | (5a) Without reverse cycle, with louvered sides, and 20,000 to 27,999 Btu/h | 23000 | 9.8 | Yes | 28000 | 20000 | (5a) Without reverse cycle, with louvered sides, and 20,000 to 27,999 Btu/h | #N/A | #N/A | #N/A | #N/A | #N/A | #N/A | #N/A | #N/A | #N/A | #N/A | #N/A | #N/A | #N/A | #N/A | #N/A | #N/A | #N/A | #N/A | #N/A
LG | 314714282 | (5a) Without reverse cycle, with louvered sides, and 20,000 to 27,999 Btu/h | 23000 | 9.8 | No | 28000 | 20000 | (5a) Without reverse cycle, with louvered sides, and 20,000 to 27,999 Btu/h | #N/A | #N/A | #N/A | #N/A | #N/A | #N/A | #N/A | #N/A | #N/A | #N/A | #N/A | #N/A | #N/A | #N/A | #N/A | #N/A | #N/A | #N/A | #N/A
LG | 206520607 | (5a) Without reverse cycle, with louvered sides, and 20,000 to 27,999 Btu/h | 23000 | 9.8 | No | 28000 | 20000 | (5a) Without reverse cycle, with louvered sides, and 20,000 to 27,999 Btu/h | #N/A | #N/A | #N/A | #N/A | #N/A | #N/A | #N/A | #N/A | #N/A | #N/A | #N/A | #N/A | #N/A | #N/A | #N/A | #N/A | #N/A | #N/A | #N/A
LG | LW2416HR | (5a) Without reverse cycle, with louvered sides, and 20,000 to 27,999 Btu/h | 23000 | 9.8 | No | 28000 | 20000 | (5a) Without reverse cycle, with louvered sides, and 20,000 to 27,999 Btu/h | #N/A | #N/A | #N/A | #N/A | #N/A | #N/A | #N/A | #N/A | #N/A | #N/A | #N/A | #N/A | #N/A | #N/A | #N/A | #N/A | #N/A | #N/A | #N/A
LG | LW2421HRSM | (5a) Without reverse cycle, with louvered sides, and 20,000 to 27,999 Btu/h | 23000 | 9.8 | No | 28000 | 20000 | (5a) Without reverse cycle, with louvered sides, and 20,000 to 27,999 Btu/h | #N/A | #N/A | #N/A | #N/A | #N/A | #N/A | #N/A | #N/A | #N/A | #N/A | #N/A | #N/A | #N/A | #N/A | #N/A | #N/A | #N/A | #N/A | #N/A
GE | AHFK24BA** | (5a) Without reverse cycle, with louvered sides, and 20,000 to 27,999 Btu/h | 23100 | 9.8 | Yes | 28000 | 20000 | (5a) Without reverse cycle, with louvered sides, and 20,000 to 27,999 Btu/h | #N/A | #N/A | #N/A | #N/A | #N/A | #N/A | #N/A | #N/A | #N/A | #N/A | #N/A | #N/A | #N/A | #N/A | #N/A | #N/A | #N/A | #N/A | #N/A
GE | AHFK24AAW1 | (5a) Without reverse cycle, with louvered sides, and 20,000 to 27,999 Btu/h | 23400 | 9.8 | No | 28000 | 20000 | (5a) Without reverse cycle, with louvered sides, and 20,000 to 27,999 Btu/h | #N/A | #N/A | #N/A | #N/A | #N/A | #N/A | #N/A | #N/A | #N/A | #N/A | #N/A | #N/A | #N/A | #N/A | #N/A | #N/A | #N/A | #N/A | #N/A
GE | AHSK24AAW1 | (5a) Without reverse cycle, with louvered sides, and 20,000 to 27,999 Btu/h | 23400 | 9.8 | Yes | 28000 | 20000 | (5a) Without reverse cycle, with louvered sides, and 20,000 to 27,999 Btu/h | #N/A | #N/A | #N/A | #N/A | #N/A | #N/A | #N/A | #N/A | #N/A | #N/A | #N/A | #N/A | #N/A | #N/A | #N/A | #N/A | #N/A | #N/A | #N/A
GE | AKLK24AA** | (5a) Without reverse cycle, with louvered sides, and 20,000 to 27,999 Btu/h | 23500 | 9.8 | Yes | 28000 | 20000 | (5a) Without reverse cycle, with louvered sides, and 20,000 to 27,999 Btu/h | #N/A | #N/A | #N/A | #N/A | #N/A | #N/A | #N/A | #N/A | #N/A | #N/A | #N/A | #N/A | #N/A | #N/A | #N/A | #N/A | #N/A | #N/A | #N/A
Denali Aire | 2DANC24K | (5a) Without reverse cycle, with louvered sides, and 20,000 to 27,999 Btu/h | 23500 | 9.8 | Yes | 28000 | 20000 | (5a) Without reverse cycle, with louvered sides, and 20,000 to 27,999 Btu/h | #N/A | #N/A | #N/A | #N/A | #N/A | #N/A | #N/A | #N/A | #N/A | #N/A | #N/A | #N/A | #N/A | #N/A | #N/A | #N/A | #N/A | #N/A | #N/A
Friedrich | CP24G30B-A | (5a) Without reverse cycle, with louvered sides, and 20,000 to 27,999 Btu/h | 23500 | 9.8 | No | 28000 | 20000 | (5a) Without reverse cycle, with louvered sides, and 20,000 to 27,999 Btu/h | #N/A | #N/A | #N/A | #N/A | #N/A | #N/A | #N/A | #N/A | #N/A | #N/A | #N/A | #N/A | #N/A | #N/A | #N/A | #N/A | #N/A | #N/A | #N/A
GE | AHSK24AAH1 | (5a) Without reverse cycle, with louvered sides, and 20,000 to 27,999 Btu/h | 23600 | 9.8 | Yes | 28000 | 20000 | (5a) Without reverse cycle, with louvered sides, and 20,000 to 27,999 Btu/h | #N/A | #N/A | #N/A | #N/A | #N/A | #N/A | #N/A | #N/A | #N/A | #N/A | #N/A | #N/A | #N/A | #N/A | #N/A | #N/A | #N/A | #N/A | #N/A
GE | AEG24DZ** | (5a) Without reverse cycle, with louvered sides, and 20,000 to 27,999 Btu/h | 23700 | 9.8 | No | 28000 | 20000 | (5a) Without reverse cycle, with louvered sides, and 20,000 to 27,999 Btu/h | #N/A | #N/A | #N/A | #N/A | #N/A | #N/A | #N/A | #N/A | #N/A | #N/A | #N/A | #N/A | #N/A | #N/A | #N/A | #N/A | #N/A | #N/A | #N/A
GE | AHFK24BA** | (5a) Without reverse cycle, with louvered sides, and 20,000 to 27,999 Btu/h | 23700 | 9.8 | Yes | 28000 | 20000 | (5a) Without reverse cycle, with louvered sides, and 20,000 to 27,999 Btu/h | #N/A | #N/A | #N/A | #N/A | #N/A | #N/A | #N/A | #N/A | #N/A | #N/A | #N/A | #N/A | #N/A | #N/A | #N/A | #N/A | #N/A | #N/A | #N/A
GE | AHFK24AAW1 | (5a) Without reverse cycle, with louvered sides, and 20,000 to 27,999 Btu/h | 23900 | 9.8 | Yes | 28000 | 20000 | (5a) Without reverse cycle, with louvered sides, and 20,000 to 27,999 Btu/h | #N/A | #N/A | #N/A | #N/A | #N/A | #N/A | #N/A | #N/A | #N/A | #N/A | #N/A | #N/A | #N/A | #N/A | #N/A | #N/A | #N/A | #N/A | #N/A
GE | AHSK24AAW1 | (5a) Without reverse cycle, with louvered sides, and 20,000 to 27,999 Btu/h | 23900 | 9.8 | No | 28000 | 20000 | (5a) Without reverse cycle, with louvered sides, and 20,000 to 27,999 Btu/h | #N/A | #N/A | #N/A | #N/A | #N/A | #N/A | #N/A | #N/A | #N/A | #N/A | #N/A | #N/A | #N/A | #N/A | #N/A | #N/A | #N/A | #N/A | #N/A
GE | AKLK24AA** | (5a) Without reverse cycle, with louvered sides, and 20,000 to 27,999 Btu/h | 24000 | 9.8 | No | 28000 | 20000 | (5a) Without reverse cycle, with louvered sides, and 20,000 to 27,999 Btu/h | #N/A | #N/A | #N/A | #N/A | #N/A | #N/A | #N/A | #N/A | #N/A | #N/A | #N/A | #N/A | #N/A | #N/A | #N/A | #N/A | #N/A | #N/A | #N/A
GE | AEG24DZ** | (5a) Without reverse cycle, with louvered sides, and 20,000 to 27,999 Btu/h | 24000 | 9.8 | No | 28000 | 20000 | (5a) Without reverse cycle, with louvered sides, and 20,000 to 27,999 Btu/h | #N/A | #N/A | #N/A | #N/A | #N/A | #N/A | #N/A | #N/A | #N/A | #N/A | #N/A | #N/A | #N/A | #N/A | #N/A | #N/A | #N/A | #N/A | #N/A
Hisense | AW2422CW3W | (5a) Without reverse cycle, with louvered sides, and 20,000 to 27,999 Btu/h | 24000 | 9.8 | Yes | 28000 | 20000 | (5a) Without reverse cycle, with louvered sides, and 20,000 to 27,999 Btu/h | #N/A | #N/A | #N/A | #N/A | #N/A | #N/A | #N/A | #N/A | #N/A | #N/A | #N/A | #N/A | #N/A | #N/A | #N/A | #N/A | #N/A | #N/A | #N/A
Friedrich | KCL28A30A | (5b) Without reverse cycle, with louvered sides, and 28,000 Btu/h or more | 28000 | 9.9 | No |  | 28000 | (5b) Without reverse cycle, with louvered sides, and 28,000 Btu/h or more | #N/A | #N/A | #N/A | #N/A | #N/A | #N/A | #N/A | #N/A | #N/A | #N/A | #N/A | #N/A | #N/A | #N/A | #N/A | #N/A | #N/A | #N/A | #N/A
ARCTIC WIND | 2AWH24000A(208V) | (5a) Without reverse cycle, with louvered sides, and 20,000 to 27,999 Btu/h | 22700 | 10.1 | Yes | 28000 | 20000 | (5a) Without reverse cycle, with louvered sides, and 20,000 to 27,999 Btu/h | #N/A | #N/A | #N/A | #N/A | #N/A | #N/A | #N/A | #N/A | #N/A | #N/A | #N/A | #N/A | #N/A | #N/A | #N/A | #N/A | #N/A | #N/A | #N/A
COAST AIR | CEG253C(208V) | (5a) Without reverse cycle, with louvered sides, and 20,000 to 27,999 Btu/h | 22700 | 10.1 | No | 28000 | 20000 | (5a) Without reverse cycle, with louvered sides, and 20,000 to 27,999 Btu/h | #N/A | #N/A | #N/A | #N/A | #N/A | #N/A | #N/A | #N/A | #N/A | #N/A | #N/A | #N/A | #N/A | #N/A | #N/A | #N/A | #N/A | #N/A | #N/A
COSAT AIR | CEG253C(208V) | (5a) Without reverse cycle, with louvered sides, and 20,000 to 27,999 Btu/h | 22700 | 10.1 | No | 28000 | 20000 | (5a) Without reverse cycle, with louvered sides, and 20,000 to 27,999 Btu/h | #N/A | #N/A | #N/A | #N/A | #N/A | #N/A | #N/A | #N/A | #N/A | #N/A | #N/A | #N/A | #N/A | #N/A | #N/A | #N/A | #N/A | #N/A | #N/A
Coast air | CEG253C(208V) | (5a) Without reverse cycle, with louvered sides, and 20,000 to 27,999 Btu/h | 22700 | 10.1 | Yes | 28000 | 20000 | (5a) Without reverse cycle, with louvered sides, and 20,000 to 27,999 Btu/h | #N/A | #N/A | #N/A | #N/A | #N/A | #N/A | #N/A | #N/A | #N/A | #N/A | #N/A | #N/A | #N/A | #N/A | #N/A | #N/A | #N/A | #N/A | #N/A
COAST AIR | CEG253C(230V) | (5a) Without reverse cycle, with louvered sides, and 20,000 to 27,999 Btu/h | 23200 | 10.1 | No | 28000 | 20000 | (5a) Without reverse cycle, with louvered sides, and 20,000 to 27,999 Btu/h | #N/A | #N/A | #N/A | #N/A | #N/A | #N/A | #N/A | #N/A | #N/A | #N/A | #N/A | #N/A | #N/A | #N/A | #N/A | #N/A | #N/A | #N/A | #N/A
COSAT AIR | CEG253C230V) | (5a) Without reverse cycle, with louvered sides, and 20,000 to 27,999 Btu/h | 23200 | 10.1 | No | 28000 | 20000 | (5a) Without reverse cycle, with louvered sides, and 20,000 to 27,999 Btu/h | #N/A | #N/A | #N/A | #N/A | #N/A | #N/A | #N/A | #N/A | #N/A | #N/A | #N/A | #N/A | #N/A | #N/A | #N/A | #N/A | #N/A | #N/A | #N/A
ARCTIC WIND | 2AWH24000A(230V) | (5a) Without reverse cycle, with louvered sides, and 20,000 to 27,999 Btu/h | 23200 | 10.1 | Yes | 28000 | 20000 | (5a) Without reverse cycle, with louvered sides, and 20,000 to 27,999 Btu/h | #N/A | #N/A | #N/A | #N/A | #N/A | #N/A | #N/A | #N/A | #N/A | #N/A | #N/A | #N/A | #N/A | #N/A | #N/A | #N/A | #N/A | #N/A | #N/A
Coast air | CEG253C(230V) | (5a) Without reverse cycle, with louvered sides, and 20,000 to 27,999 Btu/h | 23200 | 10.1 | No | 28000 | 20000 | (5a) Without reverse cycle, with louvered sides, and 20,000 to 27,999 Btu/h | #N/A | #N/A | #N/A | #N/A | #N/A | #N/A | #N/A | #N/A | #N/A | #N/A | #N/A | #N/A | #N/A | #N/A | #N/A | #N/A | #N/A | #N/A | #N/A
Friedrich | KHL24A35A | (13) With reverse cycle, with louvered sides, and 20,000 Btu/h or more | 24000 | 10.2 | Yes | 28000 | 20000 | (13) With reverse cycle, with louvered sides, and 20,000 Btu/h or more | #N/A | #N/A | #N/A | #N/A | #N/A | #N/A | #N/A | #N/A | #N/A | #N/A | #N/A | #N/A | #N/A | #N/A | #N/A | #N/A | #N/A | #N/A | #N/A
Friedrich | KEM18A34A | (5a) Without reverse cycle, with louvered sides, and 20,000 to 27,999 Btu/h | 20000 | 10.3 | Yes | 28000 | 20000 | (5a) Without reverse cycle, with louvered sides, and 20,000 to 27,999 Btu/h | #N/A | #N/A | #N/A | #N/A | #N/A | #N/A | #N/A | #N/A | #N/A | #N/A | #N/A | #N/A | #N/A | #N/A | #N/A | #N/A | #N/A | #N/A | #N/A
Friedrich | KCM18A30A | (5a) Without reverse cycle, with louvered sides, and 20,000 to 27,999 Btu/h | 20000 | 10.3 | No | 28000 | 20000 | (5a) Without reverse cycle, with louvered sides, and 20,000 to 27,999 Btu/h | #N/A | #N/A | #N/A | #N/A | #N/A | #N/A | #N/A | #N/A | #N/A | #N/A | #N/A | #N/A | #N/A | #N/A | #N/A | #N/A | #N/A | #N/A | #N/A
Friedrich | KCM21A30A | (5a) Without reverse cycle, with louvered sides, and 20,000 to 27,999 Btu/h | 21500 | 10.3 | No | 28000 | 20000 | (5a) Without reverse cycle, with louvered sides, and 20,000 to 27,999 Btu/h | #N/A | #N/A | #N/A | #N/A | #N/A | #N/A | #N/A | #N/A | #N/A | #N/A | #N/A | #N/A | #N/A | #N/A | #N/A | #N/A | #N/A | #N/A | #N/A
Frigidaire | FFRE2233U2E (208V) | (5a) Without reverse cycle, with louvered sides, and 20,000 to 27,999 Btu/h | 21600 | 10.3 | Yes | 28000 | 20000 | (5a) Without reverse cycle, with louvered sides, and 20,000 to 27,999 Btu/h | #N/A | #N/A | #N/A | #N/A | #N/A | #N/A | #N/A | #N/A | #N/A | #N/A | #N/A | #N/A | #N/A | #N/A | #N/A | #N/A | #N/A | #N/A | #N/A
Frigidaire | FFRE2233S2 (208V) | (5a) Without reverse cycle, with louvered sides, and 20,000 to 27,999 Btu/h | 21600 | 10.3 | Yes | 28000 | 20000 | (5a) Without reverse cycle, with louvered sides, and 20,000 to 27,999 Btu/h | #N/A | #N/A | #N/A | #N/A | #N/A | #N/A | #N/A | #N/A | #N/A | #N/A | #N/A | #N/A | #N/A | #N/A | #N/A | #N/A | #N/A | #N/A | #N/A
Frigidaire | FFRE2233U2 (208V) | (5a) Without reverse cycle, with louvered sides, and 20,000 to 27,999 Btu/h | 21600 | 10.3 | No | 28000 | 20000 | (5a) Without reverse cycle, with louvered sides, and 20,000 to 27,999 Btu/h | #N/A | #N/A | #N/A | #N/A | #N/A | #N/A | #N/A | #N/A | #N/A | #N/A | #N/A | #N/A | #N/A | #N/A | #N/A | #N/A | #N/A | #N/A | #N/A
Frigidaire | FFRE2233S2E (208V) | (5a) Without reverse cycle, with louvered sides, and 20,000 to 27,999 Btu/h | 21600 | 10.3 | Yes | 28000 | 20000 | (5a) Without reverse cycle, with louvered sides, and 20,000 to 27,999 Btu/h | #N/A | #N/A | #N/A | #N/A | #N/A | #N/A | #N/A | #N/A | #N/A | #N/A | #N/A | #N/A | #N/A | #N/A | #N/A | #N/A | #N/A | #N/A | #N/A
Frigidaire | FFRE223WAE (208V) | (5a) Without reverse cycle, with louvered sides, and 20,000 to 27,999 Btu/h | 21700 | 10.3 | Yes | 28000 | 20000 | (5a) Without reverse cycle, with louvered sides, and 20,000 to 27,999 Btu/h | #N/A | #N/A | #N/A | #N/A | #N/A | #N/A | #N/A | #N/A | #N/A | #N/A | #N/A | #N/A | #N/A | #N/A | #N/A | #N/A | #N/A | #N/A | #N/A
Frigidaire | FFRE2233S2E (230V) | (5a) Without reverse cycle, with louvered sides, and 20,000 to 27,999 Btu/h | 22000 | 10.3 | No | 28000 | 20000 | (5a) Without reverse cycle, with louvered sides, and 20,000 to 27,999 Btu/h | #N/A | #N/A | #N/A | #N/A | #N/A | #N/A | #N/A | #N/A | #N/A | #N/A | #N/A | #N/A | #N/A | #N/A | #N/A | #N/A | #N/A | #N/A | #N/A
Frigidaire | FFRE2233S2 (230V) | (5a) Without reverse cycle, with louvered sides, and 20,000 to 27,999 Btu/h | 22000 | 10.3 | No | 28000 | 20000 | (5a) Without reverse cycle, with louvered sides, and 20,000 to 27,999 Btu/h | #N/A | #N/A | #N/A | #N/A | #N/A | #N/A | #N/A | #N/A | #N/A | #N/A | #N/A | #N/A | #N/A | #N/A | #N/A | #N/A | #N/A | #N/A | #N/A
Frigidaire | FFRE223WAE (230V) | (5a) Without reverse cycle, with louvered sides, and 20,000 to 27,999 Btu/h | 22000 | 10.3 | No | 28000 | 20000 | (5a) Without reverse cycle, with louvered sides, and 20,000 to 27,999 Btu/h | #N/A | #N/A | #N/A | #N/A | #N/A | #N/A | #N/A | #N/A | #N/A | #N/A | #N/A | #N/A | #N/A | #N/A | #N/A | #N/A | #N/A | #N/A | #N/A
Frigidaire | FFRE2233U2 (230V) | (5a) Without reverse cycle, with louvered sides, and 20,000 to 27,999 Btu/h | 22000 | 10.3 | Yes | 28000 | 20000 | (5a) Without reverse cycle, with louvered sides, and 20,000 to 27,999 Btu/h | #N/A | #N/A | #N/A | #N/A | #N/A | #N/A | #N/A | #N/A | #N/A | #N/A | #N/A | #N/A | #N/A | #N/A | #N/A | #N/A | #N/A | #N/A | #N/A
Frigidaire | FFRE2233U2E (230V) | (5a) Without reverse cycle, with louvered sides, and 20,000 to 27,999 Btu/h | 22000 | 10.3 | Yes | 28000 | 20000 | (5a) Without reverse cycle, with louvered sides, and 20,000 to 27,999 Btu/h | #N/A | #N/A | #N/A | #N/A | #N/A | #N/A | #N/A | #N/A | #N/A | #N/A | #N/A | #N/A | #N/A | #N/A | #N/A | #N/A | #N/A | #N/A | #N/A
Friedrich | KEL24A35B | (5a) Without reverse cycle, with louvered sides, and 20,000 to 27,999 Btu/h | 23000 | 10.3 | No | 28000 | 20000 | (5a) Without reverse cycle, with louvered sides, and 20,000 to 27,999 Btu/h | #N/A | #N/A | #N/A | #N/A | #N/A | #N/A | #N/A | #N/A | #N/A | #N/A | #N/A | #N/A | #N/A | #N/A | #N/A | #N/A | #N/A | #N/A | #N/A
Friedrich | KCL24A30B | (5a) Without reverse cycle, with louvered sides, and 20,000 to 27,999 Btu/h | 23000 | 10.3 | No | 28000 | 20000 | (5a) Without reverse cycle, with louvered sides, and 20,000 to 27,999 Btu/h | #N/A | #N/A | #N/A | #N/A | #N/A | #N/A | #N/A | #N/A | #N/A | #N/A | #N/A | #N/A | #N/A | #N/A | #N/A | #N/A | #N/A | #N/A | #N/A
Whirlpool | WHAW242CW(208V) | (5a) Without reverse cycle, with louvered sides, and 20,000 to 27,999 Btu/h | 23600 | 10.3 | Yes | 28000 | 20000 | (5a) Without reverse cycle, with louvered sides, and 20,000 to 27,999 Btu/h | #N/A | #N/A | #N/A | #N/A | #N/A | #N/A | #N/A | #N/A | #N/A | #N/A | #N/A | #N/A | #N/A | #N/A | #N/A | #N/A | #N/A | #N/A | #N/A
COOL-LIVING | CL-RAC24EWES-22(208V) | (5a) Without reverse cycle, with louvered sides, and 20,000 to 27,999 Btu/h | 23600 | 10.3 | No | 28000 | 20000 | (5a) Without reverse cycle, with louvered sides, and 20,000 to 27,999 Btu/h | #N/A | #N/A | #N/A | #N/A | #N/A | #N/A | #N/A | #N/A | #N/A | #N/A | #N/A | #N/A | #N/A | #N/A | #N/A | #N/A | #N/A | #N/A | #N/A
ARCTIC WIND | 1AW24000EA(208V) | (5a) Without reverse cycle, with louvered sides, and 20,000 to 27,999 Btu/h | 23600 | 10.3 | Yes | 28000 | 20000 | (5a) Without reverse cycle, with louvered sides, and 20,000 to 27,999 Btu/h | #N/A | #N/A | #N/A | #N/A | #N/A | #N/A | #N/A | #N/A | #N/A | #N/A | #N/A | #N/A | #N/A | #N/A | #N/A | #N/A | #N/A | #N/A | #N/A
DENALI AIRE | 1DAC24K(208V) | (5a) Without reverse cycle, with louvered sides, and 20,000 to 27,999 Btu/h | 23600 | 10.3 | No | 28000 | 20000 | (5a) Without reverse cycle, with louvered sides, and 20,000 to 27,999 Btu/h | #N/A | #N/A | #N/A | #N/A | #N/A | #N/A | #N/A | #N/A | #N/A | #N/A | #N/A | #N/A | #N/A | #N/A | #N/A | #N/A | #N/A | #N/A | #N/A
COOL-LIVING | AMAP242CW(208V) | (5a) Without reverse cycle, with louvered sides, and 20,000 to 27,999 Btu/h | 23600 | 10.3 | Yes | 28000 | 20000 | (5a) Without reverse cycle, with louvered sides, and 20,000 to 27,999 Btu/h | #N/A | #N/A | #N/A | #N/A | #N/A | #N/A | #N/A | #N/A | #N/A | #N/A | #N/A | #N/A | #N/A | #N/A | #N/A | #N/A | #N/A | #N/A | #N/A
DENALI AIRE | 1DAC24K(230V) | (5a) Without reverse cycle, with louvered sides, and 20,000 to 27,999 Btu/h | 24000 | 10.3 | No | 28000 | 20000 | (5a) Without reverse cycle, with louvered sides, and 20,000 to 27,999 Btu/h | #N/A | #N/A | #N/A | #N/A | #N/A | #N/A | #N/A | #N/A | #N/A | #N/A | #N/A | #N/A | #N/A | #N/A | #N/A | #N/A | #N/A | #N/A | #N/A
Whirlpool | WHAW242CW(230V) | (5a) Without reverse cycle, with louvered sides, and 20,000 to 27,999 Btu/h | 24000 | 10.3 | Yes | 28000 | 20000 | (5a) Without reverse cycle, with louvered sides, and 20,000 to 27,999 Btu/h | #N/A | #N/A | #N/A | #N/A | #N/A | #N/A | #N/A | #N/A | #N/A | #N/A | #N/A | #N/A | #N/A | #N/A | #N/A | #N/A | #N/A | #N/A | #N/A
COOL-LIVING | CL-RAC24EWES-22(230V) | (5a) Without reverse cycle, with louvered sides, and 20,000 to 27,999 Btu/h | 24000 | 10.3 | No | 28000 | 20000 | (5a) Without reverse cycle, with louvered sides, and 20,000 to 27,999 Btu/h | #N/A | #N/A | #N/A | #N/A | #N/A | #N/A | #N/A | #N/A | #N/A | #N/A | #N/A | #N/A | #N/A | #N/A | #N/A | #N/A | #N/A | #N/A | #N/A
Friedrich | CP24G30B | (5a) Without reverse cycle, with louvered sides, and 20,000 to 27,999 Btu/h | 24000 | 10.3 | Yes | 28000 | 20000 | (5a) Without reverse cycle, with louvered sides, and 20,000 to 27,999 Btu/h | #N/A | #N/A | #N/A | #N/A | #N/A | #N/A | #N/A | #N/A | #N/A | #N/A | #N/A | #N/A | #N/A | #N/A | #N/A | #N/A | #N/A | #N/A | #N/A
ARCTIC WIND | 1AW24000EA(230V) | (5a) Without reverse cycle, with louvered sides, and 20,000 to 27,999 Btu/h | 24000 | 10.3 | Yes | 28000 | 20000 | (5a) Without reverse cycle, with louvered sides, and 20,000 to 27,999 Btu/h | #N/A | #N/A | #N/A | #N/A | #N/A | #N/A | #N/A | #N/A | #N/A | #N/A | #N/A | #N/A | #N/A | #N/A | #N/A | #N/A | #N/A | #N/A | #N/A
Bhojwani Wholesale | DS-24WAC | (5a) Without reverse cycle, with louvered sides, and 20,000 to 27,999 Btu/h | 24000 | 10.3 | Yes | 28000 | 20000 | (5a) Without reverse cycle, with louvered sides, and 20,000 to 27,999 Btu/h | #N/A | #N/A | #N/A | #N/A | #N/A | #N/A | #N/A | #N/A | #N/A | #N/A | #N/A | #N/A | #N/A | #N/A | #N/A | #N/A | #N/A | #N/A | #N/A
GE | AEM24DX** | (5a) Without reverse cycle, with louvered sides, and 20,000 to 27,999 Btu/h | 24000 | 10.3 | Yes | 28000 | 20000 | (5a) Without reverse cycle, with louvered sides, and 20,000 to 27,999 Btu/h | #N/A | #N/A | #N/A | #N/A | #N/A | #N/A | #N/A | #N/A | #N/A | #N/A | #N/A | #N/A | #N/A | #N/A | #N/A | #N/A | #N/A | #N/A | #N/A
GE | AEH24DX** | (5a) Without reverse cycle, with louvered sides, and 20,000 to 27,999 Btu/h | 24000 | 10.3 | No | 28000 | 20000 | (5a) Without reverse cycle, with louvered sides, and 20,000 to 27,999 Btu/h | #N/A | #N/A | #N/A | #N/A | #N/A | #N/A | #N/A | #N/A | #N/A | #N/A | #N/A | #N/A | #N/A | #N/A | #N/A | #N/A | #N/A | #N/A | #N/A
COOL-LIVING | AMAP242CW(230V) | (5a) Without reverse cycle, with louvered sides, and 20,000 to 27,999 Btu/h | 24000 | 10.3 | Yes | 28000 | 20000 | (5a) Without reverse cycle, with louvered sides, and 20,000 to 27,999 Btu/h | #N/A | #N/A | #N/A | #N/A | #N/A | #N/A | #N/A | #N/A | #N/A | #N/A | #N/A | #N/A | #N/A | #N/A | #N/A | #N/A | #N/A | #N/A | #N/A
COOL-LIVING | CL-RAC24EWES-22 (208V) | (5a) Without reverse cycle, with louvered sides, and 20,000 to 27,999 Btu/h | 24300 | 10.3 | No | 28000 | 20000 | (5a) Without reverse cycle, with louvered sides, and 20,000 to 27,999 Btu/h | #N/A | #N/A | #N/A | #N/A | #N/A | #N/A | #N/A | #N/A | #N/A | #N/A | #N/A | #N/A | #N/A | #N/A | #N/A | #N/A | #N/A | #N/A | #N/A
ARCTIC WIND | 2AW24000EA (208V) | (5a) Without reverse cycle, with louvered sides, and 20,000 to 27,999 Btu/h | 24300 | 10.3 | No | 28000 | 20000 | (5a) Without reverse cycle, with louvered sides, and 20,000 to 27,999 Btu/h | #N/A | #N/A | #N/A | #N/A | #N/A | #N/A | #N/A | #N/A | #N/A | #N/A | #N/A | #N/A | #N/A | #N/A | #N/A | #N/A | #N/A | #N/A | #N/A
LG | 206520592 | (5a) Without reverse cycle, with louvered sides, and 20,000 to 27,999 Btu/h | 24500 | 10.3 | No | 28000 | 20000 | (5a) Without reverse cycle, with louvered sides, and 20,000 to 27,999 Btu/h | #N/A | #N/A | #N/A | #N/A | #N/A | #N/A | #N/A | #N/A | #N/A | #N/A | #N/A | #N/A | #N/A | #N/A | #N/A | #N/A | #N/A | #N/A | #N/A
LG | LW2521ERSM | (5a) Without reverse cycle, with louvered sides, and 20,000 to 27,999 Btu/h | 24500 | 10.3 | Yes | 28000 | 20000 | (5a) Without reverse cycle, with louvered sides, and 20,000 to 27,999 Btu/h | #N/A | #N/A | #N/A | #N/A | #N/A | #N/A | #N/A | #N/A | #N/A | #N/A | #N/A | #N/A | #N/A | #N/A | #N/A | #N/A | #N/A | #N/A | #N/A
LG | LW2522ERSM | (5a) Without reverse cycle, with louvered sides, and 20,000 to 27,999 Btu/h | 24500 | 10.3 | Yes | 28000 | 20000 | (5a) Without reverse cycle, with louvered sides, and 20,000 to 27,999 Btu/h | #N/A | #N/A | #N/A | #N/A | #N/A | #N/A | #N/A | #N/A | #N/A | #N/A | #N/A | #N/A | #N/A | #N/A | #N/A | #N/A | #N/A | #N/A | #N/A
Kenmore Elite | 580.7725 | (5a) Without reverse cycle, with louvered sides, and 20,000 to 27,999 Btu/h | 24500 | 10.3 | Yes | 28000 | 20000 | (5a) Without reverse cycle, with louvered sides, and 20,000 to 27,999 Btu/h | #N/A | #N/A | #N/A | #N/A | #N/A | #N/A | #N/A | #N/A | #N/A | #N/A | #N/A | #N/A | #N/A | #N/A | #N/A | #N/A | #N/A | #N/A | #N/A
LG | LW2516ER | (5a) Without reverse cycle, with louvered sides, and 20,000 to 27,999 Btu/h | 24500 | 10.3 | No | 28000 | 20000 | (5a) Without reverse cycle, with louvered sides, and 20,000 to 27,999 Btu/h | #N/A | #N/A | #N/A | #N/A | #N/A | #N/A | #N/A | #N/A | #N/A | #N/A | #N/A | #N/A | #N/A | #N/A | #N/A | #N/A | #N/A | #N/A | #N/A
LG | LW2516ER | (5a) Without reverse cycle, with louvered sides, and 20,000 to 27,999 Btu/h | 24500 | 10.3 | No | 28000 | 20000 | (5a) Without reverse cycle, with louvered sides, and 20,000 to 27,999 Btu/h | #N/A | #N/A | #N/A | #N/A | #N/A | #N/A | #N/A | #N/A | #N/A | #N/A | #N/A | #N/A | #N/A | #N/A | #N/A | #N/A | #N/A | #N/A | #N/A
Kenmore Elite | 77247 | (5a) Without reverse cycle, with louvered sides, and 20,000 to 27,999 Btu/h | 24500 | 10.3 | Yes | 28000 | 20000 | (5a) Without reverse cycle, with louvered sides, and 20,000 to 27,999 Btu/h | #N/A | #N/A | #N/A | #N/A | #N/A | #N/A | #N/A | #N/A | #N/A | #N/A | #N/A | #N/A | #N/A | #N/A | #N/A | #N/A | #N/A | #N/A | #N/A
GE | AEM24DX** | (5a) Without reverse cycle, with louvered sides, and 20,000 to 27,999 Btu/h | 24500 | 10.3 | Yes | 28000 | 20000 | (5a) Without reverse cycle, with louvered sides, and 20,000 to 27,999 Btu/h | #N/A | #N/A | #N/A | #N/A | #N/A | #N/A | #N/A | #N/A | #N/A | #N/A | #N/A | #N/A | #N/A | #N/A | #N/A | #N/A | #N/A | #N/A | #N/A
GE | AEH24DX** | (5a) Without reverse cycle, with louvered sides, and 20,000 to 27,999 Btu/h | 24500 | 10.3 | No | 28000 | 20000 | (5a) Without reverse cycle, with louvered sides, and 20,000 to 27,999 Btu/h | #N/A | #N/A | #N/A | #N/A | #N/A | #N/A | #N/A | #N/A | #N/A | #N/A | #N/A | #N/A | #N/A | #N/A | #N/A | #N/A | #N/A | #N/A | #N/A
LG | 4966417 | (5a) Without reverse cycle, with louvered sides, and 20,000 to 27,999 Btu/h | 24500 | 10.3 | Yes | 28000 | 20000 | (5a) Without reverse cycle, with louvered sides, and 20,000 to 27,999 Btu/h | #N/A | #N/A | #N/A | #N/A | #N/A | #N/A | #N/A | #N/A | #N/A | #N/A | #N/A | #N/A | #N/A | #N/A | #N/A | #N/A | #N/A | #N/A | #N/A
LG | LW2522ERSM | (5a) Without reverse cycle, with louvered sides, and 20,000 to 27,999 Btu/h | 24500 | 10.3 | Yes | 28000 | 20000 | (5a) Without reverse cycle, with louvered sides, and 20,000 to 27,999 Btu/h | #N/A | #N/A | #N/A | #N/A | #N/A | #N/A | #N/A | #N/A | #N/A | #N/A | #N/A | #N/A | #N/A | #N/A | #N/A | #N/A | #N/A | #N/A | #N/A
Frigidaire | FFRE2533U2 (208V) | (5a) Without reverse cycle, with louvered sides, and 20,000 to 27,999 Btu/h | 24600 | 10.3 | No | 28000 | 20000 | (5a) Without reverse cycle, with louvered sides, and 20,000 to 27,999 Btu/h | #N/A | #N/A | #N/A | #N/A | #N/A | #N/A | #N/A | #N/A | #N/A | #N/A | #N/A | #N/A | #N/A | #N/A | #N/A | #N/A | #N/A | #N/A | #N/A
Frigidaire | FFRE2533U2E (208V) | (5a) Without reverse cycle, with louvered sides, and 20,000 to 27,999 Btu/h | 24600 | 10.3 | No | 28000 | 20000 | (5a) Without reverse cycle, with louvered sides, and 20,000 to 27,999 Btu/h | #N/A | #N/A | #N/A | #N/A | #N/A | #N/A | #N/A | #N/A | #N/A | #N/A | #N/A | #N/A | #N/A | #N/A | #N/A | #N/A | #N/A | #N/A | #N/A
Frigidaire | FFRE2533S2E (208V) | (5a) Without reverse cycle, with louvered sides, and 20,000 to 27,999 Btu/h | 24700 | 10.3 | Yes | 28000 | 20000 | (5a) Without reverse cycle, with louvered sides, and 20,000 to 27,999 Btu/h | #N/A | #N/A | #N/A | #N/A | #N/A | #N/A | #N/A | #N/A | #N/A | #N/A | #N/A | #N/A | #N/A | #N/A | #N/A | #N/A | #N/A | #N/A | #N/A
Frigidaire | FFRE2533S2 (208V) | (5a) Without reverse cycle, with louvered sides, and 20,000 to 27,999 Btu/h | 24700 | 10.3 | No | 28000 | 20000 | (5a) Without reverse cycle, with louvered sides, and 20,000 to 27,999 Btu/h | #N/A | #N/A | #N/A | #N/A | #N/A | #N/A | #N/A | #N/A | #N/A | #N/A | #N/A | #N/A | #N/A | #N/A | #N/A | #N/A | #N/A | #N/A | #N/A
Frigidaire | FFRE253WAE (208V) | (5a) Without reverse cycle, with louvered sides, and 20,000 to 27,999 Btu/h | 24700 | 10.3 | Yes | 28000 | 20000 | (5a) Without reverse cycle, with louvered sides, and 20,000 to 27,999 Btu/h | #N/A | #N/A | #N/A | #N/A | #N/A | #N/A | #N/A | #N/A | #N/A | #N/A | #N/A | #N/A | #N/A | #N/A | #N/A | #N/A | #N/A | #N/A | #N/A
Frigidaire | FHWC253WB2 (208V) | (5a) Without reverse cycle, with louvered sides, and 20,000 to 27,999 Btu/h | 24700 | 10.3 | Yes | 28000 | 20000 | (5a) Without reverse cycle, with louvered sides, and 20,000 to 27,999 Btu/h | #N/A | #N/A | #N/A | #N/A | #N/A | #N/A | #N/A | #N/A | #N/A | #N/A | #N/A | #N/A | #N/A | #N/A | #N/A | #N/A | #N/A | #N/A | #N/A
Frigidaire | FHWW253WC2 (208V) | (5a) Without reverse cycle, with louvered sides, and 20,000 to 27,999 Btu/h | 24700 | 10.3 | Yes | 28000 | 20000 | (5a) Without reverse cycle, with louvered sides, and 20,000 to 27,999 Btu/h | #N/A | #N/A | #N/A | #N/A | #N/A | #N/A | #N/A | #N/A | #N/A | #N/A | #N/A | #N/A | #N/A | #N/A | #N/A | #N/A | #N/A | #N/A | #N/A
ARCTIC WIND | 2AW24000EA (230V) | (5a) Without reverse cycle, with louvered sides, and 20,000 to 27,999 Btu/h | 24700 | 10.3 | No | 28000 | 20000 | (5a) Without reverse cycle, with louvered sides, and 20,000 to 27,999 Btu/h | #N/A | #N/A | #N/A | #N/A | #N/A | #N/A | #N/A | #N/A | #N/A | #N/A | #N/A | #N/A | #N/A | #N/A | #N/A | #N/A | #N/A | #N/A | #N/A
COOL-LIVING | CL-RAC24EWES-22 (230V) | (5a) Without reverse cycle, with louvered sides, and 20,000 to 27,999 Btu/h | 24700 | 10.3 | Yes | 28000 | 20000 | (5a) Without reverse cycle, with louvered sides, and 20,000 to 27,999 Btu/h | #N/A | #N/A | #N/A | #N/A | #N/A | #N/A | #N/A | #N/A | #N/A | #N/A | #N/A | #N/A | #N/A | #N/A | #N/A | #N/A | #N/A | #N/A | #N/A
Breeze33 | BZ3325WAC2 | (5a) Without reverse cycle, with louvered sides, and 20,000 to 27,999 Btu/h | 25000 | 10.3 | Yes | 28000 | 20000 | (5a) Without reverse cycle, with louvered sides, and 20,000 to 27,999 Btu/h | #N/A | #N/A | #N/A | #N/A | #N/A | #N/A | #N/A | #N/A | #N/A | #N/A | #N/A | #N/A | #N/A | #N/A | #N/A | #N/A | #N/A | #N/A | #N/A
Frigidaire | FFRE2533U2E (230V) | (5a) Without reverse cycle, with louvered sides, and 20,000 to 27,999 Btu/h | 25000 | 10.3 | No | 28000 | 20000 | (5a) Without reverse cycle, with louvered sides, and 20,000 to 27,999 Btu/h | #N/A | #N/A | #N/A | #N/A | #N/A | #N/A | #N/A | #N/A | #N/A | #N/A | #N/A | #N/A | #N/A | #N/A | #N/A | #N/A | #N/A | #N/A | #N/A
Frigidaire | FFRE2533U2 (230V) | (5a) Without reverse cycle, with louvered sides, and 20,000 to 27,999 Btu/h | 25000 | 10.3 | Yes | 28000 | 20000 | (5a) Without reverse cycle, with louvered sides, and 20,000 to 27,999 Btu/h | #N/A | #N/A | #N/A | #N/A | #N/A | #N/A | #N/A | #N/A | #N/A | #N/A | #N/A | #N/A | #N/A | #N/A | #N/A | #N/A | #N/A | #N/A | #N/A
Frigidaire | FHWC253WB2 (230V) | (5a) Without reverse cycle, with louvered sides, and 20,000 to 27,999 Btu/h | 25000 | 10.3 | Yes | 28000 | 20000 | (5a) Without reverse cycle, with louvered sides, and 20,000 to 27,999 Btu/h | #N/A | #N/A | #N/A | #N/A | #N/A | #N/A | #N/A | #N/A | #N/A | #N/A | #N/A | #N/A | #N/A | #N/A | #N/A | #N/A | #N/A | #N/A | #N/A
Comfort Aire | RADS-253Q | (5a) Without reverse cycle, with louvered sides, and 20,000 to 27,999 Btu/h | 25000 | 10.3 | No | 28000 | 20000 | (5a) Without reverse cycle, with louvered sides, and 20,000 to 27,999 Btu/h | #N/A | #N/A | #N/A | #N/A | #N/A | #N/A | #N/A | #N/A | #N/A | #N/A | #N/A | #N/A | #N/A | #N/A | #N/A | #N/A | #N/A | #N/A | #N/A
Coast Air | CEW243CS | (5a) Without reverse cycle, with louvered sides, and 20,000 to 27,999 Btu/h | 25000 | 10.3 | Yes | 28000 | 20000 | (5a) Without reverse cycle, with louvered sides, and 20,000 to 27,999 Btu/h | #N/A | #N/A | #N/A | #N/A | #N/A | #N/A | #N/A | #N/A | #N/A | #N/A | #N/A | #N/A | #N/A | #N/A | #N/A | #N/A | #N/A | #N/A | #N/A
Midea | MAW25R2BWT | (5a) Without reverse cycle, with louvered sides, and 20,000 to 27,999 Btu/h | 25000 | 10.3 | Yes | 28000 | 20000 | (5a) Without reverse cycle, with louvered sides, and 20,000 to 27,999 Btu/h | #N/A | #N/A | #N/A | #N/A | #N/A | #N/A | #N/A | #N/A | #N/A | #N/A | #N/A | #N/A | #N/A | #N/A | #N/A | #N/A | #N/A | #N/A | #N/A
Frigidaire | FFRE2533S2E (230V) | (5a) Without reverse cycle, with louvered sides, and 20,000 to 27,999 Btu/h | 25000 | 10.3 | Yes | 28000 | 20000 | (5a) Without reverse cycle, with louvered sides, and 20,000 to 27,999 Btu/h | #N/A | #N/A | #N/A | #N/A | #N/A | #N/A | #N/A | #N/A | #N/A | #N/A | #N/A | #N/A | #N/A | #N/A | #N/A | #N/A | #N/A | #N/A | #N/A
Frigidaire | FFRE2533S2 (230V) | (5a) Without reverse cycle, with louvered sides, and 20,000 to 27,999 Btu/h | 25000 | 10.3 | No | 28000 | 20000 | (5a) Without reverse cycle, with louvered sides, and 20,000 to 27,999 Btu/h | #N/A | #N/A | #N/A | #N/A | #N/A | #N/A | #N/A | #N/A | #N/A | #N/A | #N/A | #N/A | #N/A | #N/A | #N/A | #N/A | #N/A | #N/A | #N/A
Frigidaire | FFRE253WAE (230V) | (5a) Without reverse cycle, with louvered sides, and 20,000 to 27,999 Btu/h | 25000 | 10.3 | No | 28000 | 20000 | (5a) Without reverse cycle, with louvered sides, and 20,000 to 27,999 Btu/h | #N/A | #N/A | #N/A | #N/A | #N/A | #N/A | #N/A | #N/A | #N/A | #N/A | #N/A | #N/A | #N/A | #N/A | #N/A | #N/A | #N/A | #N/A | #N/A
Frigidaire | FHWW253WC2 (230V) | (5a) Without reverse cycle, with louvered sides, and 20,000 to 27,999 Btu/h | 25000 | 10.3 | No | 28000 | 20000 | (5a) Without reverse cycle, with louvered sides, and 20,000 to 27,999 Btu/h | #N/A | #N/A | #N/A | #N/A | #N/A | #N/A | #N/A | #N/A | #N/A | #N/A | #N/A | #N/A | #N/A | #N/A | #N/A | #N/A | #N/A | #N/A | #N/A
Midea | MAW25S2ZWT-E | (5a) Without reverse cycle, with louvered sides, and 20,000 to 27,999 Btu/h | 25000 | 10.3 | No | 28000 | 20000 | (5a) Without reverse cycle, with louvered sides, and 20,000 to 27,999 Btu/h | #N/A | #N/A | #N/A | #N/A | #N/A | #N/A | #N/A | #N/A | #N/A | #N/A | #N/A | #N/A | #N/A | #N/A | #N/A | #N/A | #N/A | #N/A | #N/A
Danby | DAC250EB3WDB | (5a) Without reverse cycle, with louvered sides, and 20,000 to 27,999 Btu/h | 25000 | 10.3 | No | 28000 | 20000 | (5a) Without reverse cycle, with louvered sides, and 20,000 to 27,999 Btu/h | #N/A | #N/A | #N/A | #N/A | #N/A | #N/A | #N/A | #N/A | #N/A | #N/A | #N/A | #N/A | #N/A | #N/A | #N/A | #N/A | #N/A | #N/A | #N/A
Keystone | KSTAW25C | (5a) Without reverse cycle, with louvered sides, and 20,000 to 27,999 Btu/h | 25000 | 10.3 | No | 28000 | 20000 | (5a) Without reverse cycle, with louvered sides, and 20,000 to 27,999 Btu/h | #N/A | #N/A | #N/A | #N/A | #N/A | #N/A | #N/A | #N/A | #N/A | #N/A | #N/A | #N/A | #N/A | #N/A | #N/A | #N/A | #N/A | #N/A | #N/A
Impecca | IWA25-KS30 | (5a) Without reverse cycle, with louvered sides, and 20,000 to 27,999 Btu/h | 25000 | 10.3 | Yes | 28000 | 20000 | (5a) Without reverse cycle, with louvered sides, and 20,000 to 27,999 Btu/h | #N/A | #N/A | #N/A | #N/A | #N/A | #N/A | #N/A | #N/A | #N/A | #N/A | #N/A | #N/A | #N/A | #N/A | #N/A | #N/A | #N/A | #N/A | #N/A
Comfort Aire | RADS-253S | (5a) Without reverse cycle, with louvered sides, and 20,000 to 27,999 Btu/h | 25000 | 10.3 | Yes | 28000 | 20000 | (5a) Without reverse cycle, with louvered sides, and 20,000 to 27,999 Btu/h | #N/A | #N/A | #N/A | #N/A | #N/A | #N/A | #N/A | #N/A | #N/A | #N/A | #N/A | #N/A | #N/A | #N/A | #N/A | #N/A | #N/A | #N/A | #N/A
Midea | MAW25S2ZWT | (5a) Without reverse cycle, with louvered sides, and 20,000 to 27,999 Btu/h | 25000 | 10.3 | Yes | 28000 | 20000 | (5a) Without reverse cycle, with louvered sides, and 20,000 to 27,999 Btu/h | #N/A | #N/A | #N/A | #N/A | #N/A | #N/A | #N/A | #N/A | #N/A | #N/A | #N/A | #N/A | #N/A | #N/A | #N/A | #N/A | #N/A | #N/A | #N/A
Midea | MAW25S2WWT | (5a) Without reverse cycle, with louvered sides, and 20,000 to 27,999 Btu/h | 25000 | 10.3 | Yes | 28000 | 20000 | (5a) Without reverse cycle, with louvered sides, and 20,000 to 27,999 Btu/h | #N/A | #N/A | #N/A | #N/A | #N/A | #N/A | #N/A | #N/A | #N/A | #N/A | #N/A | #N/A | #N/A | #N/A | #N/A | #N/A | #N/A | #N/A | #N/A
Seasons | SW25R2 | (5a) Without reverse cycle, with louvered sides, and 20,000 to 27,999 Btu/h | 25000 | 10.3 | No | 28000 | 20000 | (5a) Without reverse cycle, with louvered sides, and 20,000 to 27,999 Btu/h | #N/A | #N/A | #N/A | #N/A | #N/A | #N/A | #N/A | #N/A | #N/A | #N/A | #N/A | #N/A | #N/A | #N/A | #N/A | #N/A | #N/A | #N/A | #N/A
Perfect aire | 5PAC25000 | (5a) Without reverse cycle, with louvered sides, and 20,000 to 27,999 Btu/h | 25000 | 10.3 | Yes | 28000 | 20000 | (5a) Without reverse cycle, with louvered sides, and 20,000 to 27,999 Btu/h | #N/A | #N/A | #N/A | #N/A | #N/A | #N/A | #N/A | #N/A | #N/A | #N/A | #N/A | #N/A | #N/A | #N/A | #N/A | #N/A | #N/A | #N/A | #N/A
Homepointe | MWJUK-25CRN8-MCJ3 | (5a) Without reverse cycle, with louvered sides, and 20,000 to 27,999 Btu/h | 25000 | 10.3 | Yes | 28000 | 20000 | (5a) Without reverse cycle, with louvered sides, and 20,000 to 27,999 Btu/h | #N/A | #N/A | #N/A | #N/A | #N/A | #N/A | #N/A | #N/A | #N/A | #N/A | #N/A | #N/A | #N/A | #N/A | #N/A | #N/A | #N/A | #N/A | #N/A
Sea Breeze | WA325ZREX | (5a) Without reverse cycle, with louvered sides, and 20,000 to 27,999 Btu/h | 25000 | 10.3 | No | 28000 | 20000 | (5a) Without reverse cycle, with louvered sides, and 20,000 to 27,999 Btu/h | #N/A | #N/A | #N/A | #N/A | #N/A | #N/A | #N/A | #N/A | #N/A | #N/A | #N/A | #N/A | #N/A | #N/A | #N/A | #N/A | #N/A | #N/A | #N/A
OLMO | OCS-P10AC115V | (16) Casement-Slider | 10000 | 10.4 | No | 11000 | 8000 | (16) Casement-Slider | #N/A | #N/A | #N/A | #N/A | #N/A | #N/A | #N/A | #N/A | #N/A | #N/A | #N/A | #N/A | #N/A | #N/A | #N/A | #N/A | #N/A | #N/A | #N/A
Comfort Aire | CD-101Q | (16) Casement-Slider | 10000 | 10.4 | No | 11000 | 8000 | (16) Casement-Slider | #N/A | #N/A | #N/A | #N/A | #N/A | #N/A | #N/A | #N/A | #N/A | #N/A | #N/A | #N/A | #N/A | #N/A | #N/A | #N/A | #N/A | #N/A | #N/A
Midea | MAW10C1AWT | (16) Casement-Slider | 10000 | 10.4 | No | 11000 | 8000 | (16) Casement-Slider | #N/A | #N/A | #N/A | #N/A | #N/A | #N/A | #N/A | #N/A | #N/A | #N/A | #N/A | #N/A | #N/A | #N/A | #N/A | #N/A | #N/A | #N/A | #N/A
Pelonis | PAC10C1BWT | (16) Casement-Slider | 10000 | 10.4 | Yes | 11000 | 8000 | (16) Casement-Slider | #N/A | #N/A | #N/A | #N/A | #N/A | #N/A | #N/A | #N/A | #N/A | #N/A | #N/A | #N/A | #N/A | #N/A | #N/A | #N/A | #N/A | #N/A | #N/A
Koldfront | CAC10000W | (16) Casement-Slider | 10000 | 10.4 | No | 11000 | 8000 | (16) Casement-Slider | #N/A | #N/A | #N/A | #N/A | #N/A | #N/A | #N/A | #N/A | #N/A | #N/A | #N/A | #N/A | #N/A | #N/A | #N/A | #N/A | #N/A | #N/A | #N/A
Perfect aire | 3PASC10000 | (16) Casement-Slider | 10000 | 10.4 | No | 11000 | 8000 | (16) Casement-Slider | #N/A | #N/A | #N/A | #N/A | #N/A | #N/A | #N/A | #N/A | #N/A | #N/A | #N/A | #N/A | #N/A | #N/A | #N/A | #N/A | #N/A | #N/A | #N/A
Frigidaire | FFRS1022R1E | (16) Casement-Slider | 10000 | 10.4 | No | 11000 | 8000 | (16) Casement-Slider | #N/A | #N/A | #N/A | #N/A | #N/A | #N/A | #N/A | #N/A | #N/A | #N/A | #N/A | #N/A | #N/A | #N/A | #N/A | #N/A | #N/A | #N/A | #N/A
Frigidaire | FFRS1022R1 | (16) Casement-Slider | 10000 | 10.4 | Yes | 11000 | 8000 | (16) Casement-Slider | #N/A | #N/A | #N/A | #N/A | #N/A | #N/A | #N/A | #N/A | #N/A | #N/A | #N/A | #N/A | #N/A | #N/A | #N/A | #N/A | #N/A | #N/A | #N/A
Keystone | KSTSW10A | (16) Casement-Slider | 10000 | 10.4 | No | 11000 | 8000 | (16) Casement-Slider | #N/A | #N/A | #N/A | #N/A | #N/A | #N/A | #N/A | #N/A | #N/A | #N/A | #N/A | #N/A | #N/A | #N/A | #N/A | #N/A | #N/A | #N/A | #N/A
Denali Aire | 1DACS10K | (16) Casement-Slider | 10000 | 10.4 | No | 11000 | 8000 | (16) Casement-Slider | #N/A | #N/A | #N/A | #N/A | #N/A | #N/A | #N/A | #N/A | #N/A | #N/A | #N/A | #N/A | #N/A | #N/A | #N/A | #N/A | #N/A | #N/A | #N/A
Global Industrial | 293082 | (16) Casement-Slider | 10000 | 10.4 | Yes | 11000 | 8000 | (16) Casement-Slider | #N/A | #N/A | #N/A | #N/A | #N/A | #N/A | #N/A | #N/A | #N/A | #N/A | #N/A | #N/A | #N/A | #N/A | #N/A | #N/A | #N/A | #N/A | #N/A
Friedrich | WCT12A10B | (8b) Without reverse cycle, without louvered sides, and 11,000 to 13,999 Btu/h | 11600 | 10.5 | Yes | 14000 | 11000 | (8b) Without reverse cycle, without louvered sides, and 11,000 to 13,999 Btu/h | #N/A | #N/A | #N/A | #N/A | #N/A | #N/A | #N/A | #N/A | #N/A | #N/A | #N/A | #N/A | #N/A | #N/A | #N/A | #N/A | #N/A | #N/A | #N/A
Frigidaire | FHTC123WA2 | (8b) Without reverse cycle, without louvered sides, and 11,000 to 13,999 Btu/h | 11700 | 10.5 | No | 14000 | 11000 | (8b) Without reverse cycle, without louvered sides, and 11,000 to 13,999 Btu/h | #N/A | #N/A | #N/A | #N/A | #N/A | #N/A | #N/A | #N/A | #N/A | #N/A | #N/A | #N/A | #N/A | #N/A | #N/A | #N/A | #N/A | #N/A | #N/A
Frigidaire | FFTA1233S2 (208V) | (8b) Without reverse cycle, without louvered sides, and 11,000 to 13,999 Btu/h | 11700 | 10.5 | No | 14000 | 11000 | (8b) Without reverse cycle, without louvered sides, and 11,000 to 13,999 Btu/h | #N/A | #N/A | #N/A | #N/A | #N/A | #N/A | #N/A | #N/A | #N/A | #N/A | #N/A | #N/A | #N/A | #N/A | #N/A | #N/A | #N/A | #N/A | #N/A
Frigidaire | FHTC123WA2 | (8b) Without reverse cycle, without louvered sides, and 11,000 to 13,999 Btu/h | 11700 | 10.5 | No | 14000 | 11000 | (8b) Without reverse cycle, without louvered sides, and 11,000 to 13,999 Btu/h | #N/A | #N/A | #N/A | #N/A | #N/A | #N/A | #N/A | #N/A | #N/A | #N/A | #N/A | #N/A | #N/A | #N/A | #N/A | #N/A | #N/A | #N/A | #N/A
Frigidaire | FFTA123WA2 (208V) | (8b) Without reverse cycle, without louvered sides, and 11,000 to 13,999 Btu/h | 11700 | 10.5 | Yes | 14000 | 11000 | (8b) Without reverse cycle, without louvered sides, and 11,000 to 13,999 Btu/h | #N/A | #N/A | #N/A | #N/A | #N/A | #N/A | #N/A | #N/A | #N/A | #N/A | #N/A | #N/A | #N/A | #N/A | #N/A | #N/A | #N/A | #N/A | #N/A
LG | 206795958 | (8b) Without reverse cycle, without louvered sides, and 11,000 to 13,999 Btu/h | 11800 | 10.5 | No | 14000 | 11000 | (8b) Without reverse cycle, without louvered sides, and 11,000 to 13,999 Btu/h | #N/A | #N/A | #N/A | #N/A | #N/A | #N/A | #N/A | #N/A | #N/A | #N/A | #N/A | #N/A | #N/A | #N/A | #N/A | #N/A | #N/A | #N/A | #N/A
LG | LT1236CER | (8b) Without reverse cycle, without louvered sides, and 11,000 to 13,999 Btu/h | 11800 | 10.5 | No | 14000 | 11000 | (8b) Without reverse cycle, without louvered sides, and 11,000 to 13,999 Btu/h | #N/A | #N/A | #N/A | #N/A | #N/A | #N/A | #N/A | #N/A | #N/A | #N/A | #N/A | #N/A | #N/A | #N/A | #N/A | #N/A | #N/A | #N/A | #N/A
LG | LT1216CER | (8b) Without reverse cycle, without louvered sides, and 11,000 to 13,999 Btu/h | 11800 | 10.5 | No | 14000 | 11000 | (8b) Without reverse cycle, without louvered sides, and 11,000 to 13,999 Btu/h | #N/A | #N/A | #N/A | #N/A | #N/A | #N/A | #N/A | #N/A | #N/A | #N/A | #N/A | #N/A | #N/A | #N/A | #N/A | #N/A | #N/A | #N/A | #N/A
LG | LT1216CER | (8b) Without reverse cycle, without louvered sides, and 11,000 to 13,999 Btu/h | 11800 | 10.5 | No | 14000 | 11000 | (8b) Without reverse cycle, without louvered sides, and 11,000 to 13,999 Btu/h | #N/A | #N/A | #N/A | #N/A | #N/A | #N/A | #N/A | #N/A | #N/A | #N/A | #N/A | #N/A | #N/A | #N/A | #N/A | #N/A | #N/A | #N/A | #N/A
Friedrich | US12D10C | (8b) Without reverse cycle, without louvered sides, and 11,000 to 13,999 Btu/h | 11800 | 10.5 | No | 14000 | 11000 | (8b) Without reverse cycle, without louvered sides, and 11,000 to 13,999 Btu/h | #N/A | #N/A | #N/A | #N/A | #N/A | #N/A | #N/A | #N/A | #N/A | #N/A | #N/A | #N/A | #N/A | #N/A | #N/A | #N/A | #N/A | #N/A | #N/A
Friedrich | US12D10C-A | (8b) Without reverse cycle, without louvered sides, and 11,000 to 13,999 Btu/h | 11800 | 10.5 | No | 14000 | 11000 | (8b) Without reverse cycle, without louvered sides, and 11,000 to 13,999 Btu/h | #N/A | #N/A | #N/A | #N/A | #N/A | #N/A | #N/A | #N/A | #N/A | #N/A | #N/A | #N/A | #N/A | #N/A | #N/A | #N/A | #N/A | #N/A | #N/A
Friedrich | US12D30C | (8b) Without reverse cycle, without louvered sides, and 11,000 to 13,999 Btu/h | 11800 | 10.5 | No | 14000 | 11000 | (8b) Without reverse cycle, without louvered sides, and 11,000 to 13,999 Btu/h | #N/A | #N/A | #N/A | #N/A | #N/A | #N/A | #N/A | #N/A | #N/A | #N/A | #N/A | #N/A | #N/A | #N/A | #N/A | #N/A | #N/A | #N/A | #N/A
Friedrich | US12D30C-A | (8b) Without reverse cycle, without louvered sides, and 11,000 to 13,999 Btu/h | 11800 | 10.5 | No | 14000 | 11000 | (8b) Without reverse cycle, without louvered sides, and 11,000 to 13,999 Btu/h | #N/A | #N/A | #N/A | #N/A | #N/A | #N/A | #N/A | #N/A | #N/A | #N/A | #N/A | #N/A | #N/A | #N/A | #N/A | #N/A | #N/A | #N/A | #N/A
LG | 206795968 | (8b) Without reverse cycle, without louvered sides, and 11,000 to 13,999 Btu/h | 11800 | 10.5 | Yes | 14000 | 11000 | (8b) Without reverse cycle, without louvered sides, and 11,000 to 13,999 Btu/h | #N/A | #N/A | #N/A | #N/A | #N/A | #N/A | #N/A | #N/A | #N/A | #N/A | #N/A | #N/A | #N/A | #N/A | #N/A | #N/A | #N/A | #N/A | #N/A
LG | LT1236CER | (8b) Without reverse cycle, without louvered sides, and 11,000 to 13,999 Btu/h | 11800 | 10.5 | Yes | 14000 | 11000 | (8b) Without reverse cycle, without louvered sides, and 11,000 to 13,999 Btu/h | #N/A | #N/A | #N/A | #N/A | #N/A | #N/A | #N/A | #N/A | #N/A | #N/A | #N/A | #N/A | #N/A | #N/A | #N/A | #N/A | #N/A | #N/A | #N/A
GE | AJCQ12DWH** | (8b) Without reverse cycle, without louvered sides, and 11,000 to 13,999 Btu/h | 11900 | 10.5 | No | 14000 | 11000 | (8b) Without reverse cycle, without louvered sides, and 11,000 to 13,999 Btu/h | #N/A | #N/A | #N/A | #N/A | #N/A | #N/A | #N/A | #N/A | #N/A | #N/A | #N/A | #N/A | #N/A | #N/A | #N/A | #N/A | #N/A | #N/A | #N/A
GE | AJCM12DWH** | (8b) Without reverse cycle, without louvered sides, and 11,000 to 13,999 Btu/h | 11900 | 10.5 | Yes | 14000 | 11000 | (8b) Without reverse cycle, without louvered sides, and 11,000 to 13,999 Btu/h | #N/A | #N/A | #N/A | #N/A | #N/A | #N/A | #N/A | #N/A | #N/A | #N/A | #N/A | #N/A | #N/A | #N/A | #N/A | #N/A | #N/A | #N/A | #N/A
Frigidaire | FFTA1233U2 (208V) | (8b) Without reverse cycle, without louvered sides, and 11,000 to 13,999 Btu/h | 12000 | 10.5 | Yes | 14000 | 11000 | (8b) Without reverse cycle, without louvered sides, and 11,000 to 13,999 Btu/h | #N/A | #N/A | #N/A | #N/A | #N/A | #N/A | #N/A | #N/A | #N/A | #N/A | #N/A | #N/A | #N/A | #N/A | #N/A | #N/A | #N/A | #N/A | #N/A
Frigidaire | FFTA1233S2 (230V) | (8b) Without reverse cycle, without louvered sides, and 11,000 to 13,999 Btu/h | 12000 | 10.5 | Yes | 14000 | 11000 | (8b) Without reverse cycle, without louvered sides, and 11,000 to 13,999 Btu/h | #N/A | #N/A | #N/A | #N/A | #N/A | #N/A | #N/A | #N/A | #N/A | #N/A | #N/A | #N/A | #N/A | #N/A | #N/A | #N/A | #N/A | #N/A | #N/A
Frigidaire | FFTA1233S1 | (8b) Without reverse cycle, without louvered sides, and 11,000 to 13,999 Btu/h | 12000 | 10.5 | No | 14000 | 11000 | (8b) Without reverse cycle, without louvered sides, and 11,000 to 13,999 Btu/h | #N/A | #N/A | #N/A | #N/A | #N/A | #N/A | #N/A | #N/A | #N/A | #N/A | #N/A | #N/A | #N/A | #N/A | #N/A | #N/A | #N/A | #N/A | #N/A
Frigidaire | FFTA123WA1 | (8b) Without reverse cycle, without louvered sides, and 11,000 to 13,999 Btu/h | 12000 | 10.5 | No | 14000 | 11000 | (8b) Without reverse cycle, without louvered sides, and 11,000 to 13,999 Btu/h | #N/A | #N/A | #N/A | #N/A | #N/A | #N/A | #N/A | #N/A | #N/A | #N/A | #N/A | #N/A | #N/A | #N/A | #N/A | #N/A | #N/A | #N/A | #N/A
Crosley | CTWMS12B1 | (8b) Without reverse cycle, without louvered sides, and 11,000 to 13,999 Btu/h | 12000 | 10.5 | Yes | 14000 | 11000 | (8b) Without reverse cycle, without louvered sides, and 11,000 to 13,999 Btu/h | #N/A | #N/A | #N/A | #N/A | #N/A | #N/A | #N/A | #N/A | #N/A | #N/A | #N/A | #N/A | #N/A | #N/A | #N/A | #N/A | #N/A | #N/A | #N/A
Keystone | KSTAT12-1C | (8b) Without reverse cycle, without louvered sides, and 11,000 to 13,999 Btu/h | 12000 | 10.5 | Yes | 14000 | 11000 | (8b) Without reverse cycle, without louvered sides, and 11,000 to 13,999 Btu/h | #N/A | #N/A | #N/A | #N/A | #N/A | #N/A | #N/A | #N/A | #N/A | #N/A | #N/A | #N/A | #N/A | #N/A | #N/A | #N/A | #N/A | #N/A | #N/A
Comfort Aire | BG-123P | (8b) Without reverse cycle, without louvered sides, and 11,000 to 13,999 Btu/h | 12000 | 10.5 | No | 14000 | 11000 | (8b) Without reverse cycle, without louvered sides, and 11,000 to 13,999 Btu/h | #N/A | #N/A | #N/A | #N/A | #N/A | #N/A | #N/A | #N/A | #N/A | #N/A | #N/A | #N/A | #N/A | #N/A | #N/A | #N/A | #N/A | #N/A | #N/A
Pelonis | PAT12R1ZWT | (8b) Without reverse cycle, without louvered sides, and 11,000 to 13,999 Btu/h | 12000 | 10.5 | No | 14000 | 11000 | (8b) Without reverse cycle, without louvered sides, and 11,000 to 13,999 Btu/h | #N/A | #N/A | #N/A | #N/A | #N/A | #N/A | #N/A | #N/A | #N/A | #N/A | #N/A | #N/A | #N/A | #N/A | #N/A | #N/A | #N/A | #N/A | #N/A
Garrison | 2498543 | (8b) Without reverse cycle, without louvered sides, and 11,000 to 13,999 Btu/h | 12000 | 10.5 | No | 14000 | 11000 | (8b) Without reverse cycle, without louvered sides, and 11,000 to 13,999 Btu/h | #N/A | #N/A | #N/A | #N/A | #N/A | #N/A | #N/A | #N/A | #N/A | #N/A | #N/A | #N/A | #N/A | #N/A | #N/A | #N/A | #N/A | #N/A | #N/A
Garrison | 2498544 | (8b) Without reverse cycle, without louvered sides, and 11,000 to 13,999 Btu/h | 12000 | 10.5 | Yes | 14000 | 11000 | (8b) Without reverse cycle, without louvered sides, and 11,000 to 13,999 Btu/h | #N/A | #N/A | #N/A | #N/A | #N/A | #N/A | #N/A | #N/A | #N/A | #N/A | #N/A | #N/A | #N/A | #N/A | #N/A | #N/A | #N/A | #N/A | #N/A
Perfect aire | 4PATW12000 | (8b) Without reverse cycle, without louvered sides, and 11,000 to 13,999 Btu/h | 12000 | 10.5 | Yes | 14000 | 11000 | (8b) Without reverse cycle, without louvered sides, and 11,000 to 13,999 Btu/h | #N/A | #N/A | #N/A | #N/A | #N/A | #N/A | #N/A | #N/A | #N/A | #N/A | #N/A | #N/A | #N/A | #N/A | #N/A | #N/A | #N/A | #N/A | #N/A
Sea Breeze | STW412AYRE | (8b) Without reverse cycle, without louvered sides, and 11,000 to 13,999 Btu/h | 12000 | 10.5 | No | 14000 | 11000 | (8b) Without reverse cycle, without louvered sides, and 11,000 to 13,999 Btu/h | #N/A | #N/A | #N/A | #N/A | #N/A | #N/A | #N/A | #N/A | #N/A | #N/A | #N/A | #N/A | #N/A | #N/A | #N/A | #N/A | #N/A | #N/A | #N/A
Frigidaire | FHTC123WA2 | (8b) Without reverse cycle, without louvered sides, and 11,000 to 13,999 Btu/h | 12000 | 10.5 | No | 14000 | 11000 | (8b) Without reverse cycle, without louvered sides, and 11,000 to 13,999 Btu/h | #N/A | #N/A | #N/A | #N/A | #N/A | #N/A | #N/A | #N/A | #N/A | #N/A | #N/A | #N/A | #N/A | #N/A | #N/A | #N/A | #N/A | #N/A | #N/A
TCL | 12T3E1-CA | (8b) Without reverse cycle, without louvered sides, and 11,000 to 13,999 Btu/h | 12000 | 10.5 | Yes | 14000 | 11000 | (8b) Without reverse cycle, without louvered sides, and 11,000 to 13,999 Btu/h | #N/A | #N/A | #N/A | #N/A | #N/A | #N/A | #N/A | #N/A | #N/A | #N/A | #N/A | #N/A | #N/A | #N/A | #N/A | #N/A | #N/A | #N/A | #N/A
OLMO | OW-P12AC115V5SC | (8b) Without reverse cycle, without louvered sides, and 11,000 to 13,999 Btu/h | 12000 | 10.5 | No | 14000 | 11000 | (8b) Without reverse cycle, without louvered sides, and 11,000 to 13,999 Btu/h | #N/A | #N/A | #N/A | #N/A | #N/A | #N/A | #N/A | #N/A | #N/A | #N/A | #N/A | #N/A | #N/A | #N/A | #N/A | #N/A | #N/A | #N/A | #N/A
OLMO | OW-P12AC230V5SC | (8b) Without reverse cycle, without louvered sides, and 11,000 to 13,999 Btu/h | 12000 | 10.5 | No | 14000 | 11000 | (8b) Without reverse cycle, without louvered sides, and 11,000 to 13,999 Btu/h | #N/A | #N/A | #N/A | #N/A | #N/A | #N/A | #N/A | #N/A | #N/A | #N/A | #N/A | #N/A | #N/A | #N/A | #N/A | #N/A | #N/A | #N/A | #N/A
Crosley | CTWMS12B2 | (8b) Without reverse cycle, without louvered sides, and 11,000 to 13,999 Btu/h | 12000 | 10.5 | No | 14000 | 11000 | (8b) Without reverse cycle, without louvered sides, and 11,000 to 13,999 Btu/h | #N/A | #N/A | #N/A | #N/A | #N/A | #N/A | #N/A | #N/A | #N/A | #N/A | #N/A | #N/A | #N/A | #N/A | #N/A | #N/A | #N/A | #N/A | #N/A
Impecca | ITAC12-KSB21 | (8b) Without reverse cycle, without louvered sides, and 11,000 to 13,999 Btu/h | 12000 | 10.5 | No | 14000 | 11000 | (8b) Without reverse cycle, without louvered sides, and 11,000 to 13,999 Btu/h | #N/A | #N/A | #N/A | #N/A | #N/A | #N/A | #N/A | #N/A | #N/A | #N/A | #N/A | #N/A | #N/A | #N/A | #N/A | #N/A | #N/A | #N/A | #N/A
Comfort Aire | BG-121P | (8b) Without reverse cycle, without louvered sides, and 11,000 to 13,999 Btu/h | 12000 | 10.5 | No | 14000 | 11000 | (8b) Without reverse cycle, without louvered sides, and 11,000 to 13,999 Btu/h | #N/A | #N/A | #N/A | #N/A | #N/A | #N/A | #N/A | #N/A | #N/A | #N/A | #N/A | #N/A | #N/A | #N/A | #N/A | #N/A | #N/A | #N/A | #N/A
Coast Air | CB123A | (8b) Without reverse cycle, without louvered sides, and 11,000 to 13,999 Btu/h | 12000 | 10.5 | Yes | 14000 | 11000 | (8b) Without reverse cycle, without louvered sides, and 11,000 to 13,999 Btu/h | #N/A | #N/A | #N/A | #N/A | #N/A | #N/A | #N/A | #N/A | #N/A | #N/A | #N/A | #N/A | #N/A | #N/A | #N/A | #N/A | #N/A | #N/A | #N/A
Coast Air | CB121A | (8b) Without reverse cycle, without louvered sides, and 11,000 to 13,999 Btu/h | 12000 | 10.5 | No | 14000 | 11000 | (8b) Without reverse cycle, without louvered sides, and 11,000 to 13,999 Btu/h | #N/A | #N/A | #N/A | #N/A | #N/A | #N/A | #N/A | #N/A | #N/A | #N/A | #N/A | #N/A | #N/A | #N/A | #N/A | #N/A | #N/A | #N/A | #N/A
Midea | MAT12R2ZWT | (8b) Without reverse cycle, without louvered sides, and 11,000 to 13,999 Btu/h | 12000 | 10.5 | No | 14000 | 11000 | (8b) Without reverse cycle, without louvered sides, and 11,000 to 13,999 Btu/h | #N/A | #N/A | #N/A | #N/A | #N/A | #N/A | #N/A | #N/A | #N/A | #N/A | #N/A | #N/A | #N/A | #N/A | #N/A | #N/A | #N/A | #N/A | #N/A
Perfect aire | 4PATW12002 | (8b) Without reverse cycle, without louvered sides, and 11,000 to 13,999 Btu/h | 12000 | 10.5 | No | 14000 | 11000 | (8b) Without reverse cycle, without louvered sides, and 11,000 to 13,999 Btu/h | #N/A | #N/A | #N/A | #N/A | #N/A | #N/A | #N/A | #N/A | #N/A | #N/A | #N/A | #N/A | #N/A | #N/A | #N/A | #N/A | #N/A | #N/A | #N/A
TCL | W12T9E1-A | (8b) Without reverse cycle, without louvered sides, and 11,000 to 13,999 Btu/h | 12000 | 10.5 | No | 14000 | 11000 | (8b) Without reverse cycle, without louvered sides, and 11,000 to 13,999 Btu/h | #N/A | #N/A | #N/A | #N/A | #N/A | #N/A | #N/A | #N/A | #N/A | #N/A | #N/A | #N/A | #N/A | #N/A | #N/A | #N/A | #N/A | #N/A | #N/A
Friedrich | WCT12A30B | (8b) Without reverse cycle, without louvered sides, and 11,000 to 13,999 Btu/h | 12000 | 10.5 | No | 14000 | 11000 | (8b) Without reverse cycle, without louvered sides, and 11,000 to 13,999 Btu/h | #N/A | #N/A | #N/A | #N/A | #N/A | #N/A | #N/A | #N/A | #N/A | #N/A | #N/A | #N/A | #N/A | #N/A | #N/A | #N/A | #N/A | #N/A | #N/A
Breeze33 | BZ3312TWAC2 | (8b) Without reverse cycle, without louvered sides, and 11,000 to 13,999 Btu/h | 12000 | 10.5 | No | 14000 | 11000 | (8b) Without reverse cycle, without louvered sides, and 11,000 to 13,999 Btu/h | #N/A | #N/A | #N/A | #N/A | #N/A | #N/A | #N/A | #N/A | #N/A | #N/A | #N/A | #N/A | #N/A | #N/A | #N/A | #N/A | #N/A | #N/A | #N/A
Breeze33 | BZ3312TWAC1 | (8b) Without reverse cycle, without louvered sides, and 11,000 to 13,999 Btu/h | 12000 | 10.5 | Yes | 14000 | 11000 | (8b) Without reverse cycle, without louvered sides, and 11,000 to 13,999 Btu/h | #N/A | #N/A | #N/A | #N/A | #N/A | #N/A | #N/A | #N/A | #N/A | #N/A | #N/A | #N/A | #N/A | #N/A | #N/A | #N/A | #N/A | #N/A | #N/A
Koldfront | WTC12002WCO115V | (8b) Without reverse cycle, without louvered sides, and 11,000 to 13,999 Btu/h | 12000 | 10.5 | No | 14000 | 11000 | (8b) Without reverse cycle, without louvered sides, and 11,000 to 13,999 Btu/h | #N/A | #N/A | #N/A | #N/A | #N/A | #N/A | #N/A | #N/A | #N/A | #N/A | #N/A | #N/A | #N/A | #N/A | #N/A | #N/A | #N/A | #N/A | #N/A
Koldfront | WTC12012WCO230V | (8b) Without reverse cycle, without louvered sides, and 11,000 to 13,999 Btu/h | 12000 | 10.5 | No | 14000 | 11000 | (8b) Without reverse cycle, without louvered sides, and 11,000 to 13,999 Btu/h | #N/A | #N/A | #N/A | #N/A | #N/A | #N/A | #N/A | #N/A | #N/A | #N/A | #N/A | #N/A | #N/A | #N/A | #N/A | #N/A | #N/A | #N/A | #N/A
GE | AKCQ12ACH** | (8b) Without reverse cycle, without louvered sides, and 11,000 to 13,999 Btu/h | 12000 | 10.5 | No | 14000 | 11000 | (8b) Without reverse cycle, without louvered sides, and 11,000 to 13,999 Btu/h | #N/A | #N/A | #N/A | #N/A | #N/A | #N/A | #N/A | #N/A | #N/A | #N/A | #N/A | #N/A | #N/A | #N/A | #N/A | #N/A | #N/A | #N/A | #N/A
Frigidaire | FFTA1233U1 | (8b) Without reverse cycle, without louvered sides, and 11,000 to 13,999 Btu/h | 12000 | 10.5 | No | 14000 | 11000 | (8b) Without reverse cycle, without louvered sides, and 11,000 to 13,999 Btu/h | #N/A | #N/A | #N/A | #N/A | #N/A | #N/A | #N/A | #N/A | #N/A | #N/A | #N/A | #N/A | #N/A | #N/A | #N/A | #N/A | #N/A | #N/A | #N/A
Frigidaire | FHTW123WA1 | (8b) Without reverse cycle, without louvered sides, and 11,000 to 13,999 Btu/h | 12000 | 10.5 | Yes | 14000 | 11000 | (8b) Without reverse cycle, without louvered sides, and 11,000 to 13,999 Btu/h | #N/A | #N/A | #N/A | #N/A | #N/A | #N/A | #N/A | #N/A | #N/A | #N/A | #N/A | #N/A | #N/A | #N/A | #N/A | #N/A | #N/A | #N/A | #N/A
Frigidaire | FHTC123WA1 | (8b) Without reverse cycle, without louvered sides, and 11,000 to 13,999 Btu/h | 12000 | 10.5 | No | 14000 | 11000 | (8b) Without reverse cycle, without louvered sides, and 11,000 to 13,999 Btu/h | #N/A | #N/A | #N/A | #N/A | #N/A | #N/A | #N/A | #N/A | #N/A | #N/A | #N/A | #N/A | #N/A | #N/A | #N/A | #N/A | #N/A | #N/A | #N/A
Frigidaire | FHTC123WA2 | (8b) Without reverse cycle, without louvered sides, and 11,000 to 13,999 Btu/h | 12000 | 10.5 | No | 14000 | 11000 | (8b) Without reverse cycle, without louvered sides, and 11,000 to 13,999 Btu/h | #N/A | #N/A | #N/A | #N/A | #N/A | #N/A | #N/A | #N/A | #N/A | #N/A | #N/A | #N/A | #N/A | #N/A | #N/A | #N/A | #N/A | #N/A | #N/A
Frigidaire | FFTA123WA2 (230V) | (8b) Without reverse cycle, without louvered sides, and 11,000 to 13,999 Btu/h | 12000 | 10.5 | Yes | 14000 | 11000 | (8b) Without reverse cycle, without louvered sides, and 11,000 to 13,999 Btu/h | #N/A | #N/A | #N/A | #N/A | #N/A | #N/A | #N/A | #N/A | #N/A | #N/A | #N/A | #N/A | #N/A | #N/A | #N/A | #N/A | #N/A | #N/A | #N/A
Keystone | KSTAT12-2C | (8b) Without reverse cycle, without louvered sides, and 11,000 to 13,999 Btu/h | 12000 | 10.5 | No | 14000 | 11000 | (8b) Without reverse cycle, without louvered sides, and 11,000 to 13,999 Btu/h | #N/A | #N/A | #N/A | #N/A | #N/A | #N/A | #N/A | #N/A | #N/A | #N/A | #N/A | #N/A | #N/A | #N/A | #N/A | #N/A | #N/A | #N/A | #N/A
Impecca | ITAC12-KSA21 | (8b) Without reverse cycle, without louvered sides, and 11,000 to 13,999 Btu/h | 12000 | 10.5 | Yes | 14000 | 11000 | (8b) Without reverse cycle, without louvered sides, and 11,000 to 13,999 Btu/h | #N/A | #N/A | #N/A | #N/A | #N/A | #N/A | #N/A | #N/A | #N/A | #N/A | #N/A | #N/A | #N/A | #N/A | #N/A | #N/A | #N/A | #N/A | #N/A
Midea | MAT12R1ZWT | (8b) Without reverse cycle, without louvered sides, and 11,000 to 13,999 Btu/h | 12000 | 10.5 | Yes | 14000 | 11000 | (8b) Without reverse cycle, without louvered sides, and 11,000 to 13,999 Btu/h | #N/A | #N/A | #N/A | #N/A | #N/A | #N/A | #N/A | #N/A | #N/A | #N/A | #N/A | #N/A | #N/A | #N/A | #N/A | #N/A | #N/A | #N/A | #N/A
Danby | DTAC120B1WDB | (8b) Without reverse cycle, without louvered sides, and 11,000 to 13,999 Btu/h | 12000 | 10.5 | Yes | 14000 | 11000 | (8b) Without reverse cycle, without louvered sides, and 11,000 to 13,999 Btu/h | #N/A | #N/A | #N/A | #N/A | #N/A | #N/A | #N/A | #N/A | #N/A | #N/A | #N/A | #N/A | #N/A | #N/A | #N/A | #N/A | #N/A | #N/A | #N/A
Seasons | ST12R2 | (8b) Without reverse cycle, without louvered sides, and 11,000 to 13,999 Btu/h | 12000 | 10.5 | No | 14000 | 11000 | (8b) Without reverse cycle, without louvered sides, and 11,000 to 13,999 Btu/h | #N/A | #N/A | #N/A | #N/A | #N/A | #N/A | #N/A | #N/A | #N/A | #N/A | #N/A | #N/A | #N/A | #N/A | #N/A | #N/A | #N/A | #N/A | #N/A
Seasons | ST12R1 | (8b) Without reverse cycle, without louvered sides, and 11,000 to 13,999 Btu/h | 12000 | 10.5 | No | 14000 | 11000 | (8b) Without reverse cycle, without louvered sides, and 11,000 to 13,999 Btu/h | #N/A | #N/A | #N/A | #N/A | #N/A | #N/A | #N/A | #N/A | #N/A | #N/A | #N/A | #N/A | #N/A | #N/A | #N/A | #N/A | #N/A | #N/A | #N/A
Homepointe | MWAUW2-12CRN1-MCJ5 | (8b) Without reverse cycle, without louvered sides, and 11,000 to 13,999 Btu/h | 12000 | 10.5 | No | 14000 | 11000 | (8b) Without reverse cycle, without louvered sides, and 11,000 to 13,999 Btu/h | #N/A | #N/A | #N/A | #N/A | #N/A | #N/A | #N/A | #N/A | #N/A | #N/A | #N/A | #N/A | #N/A | #N/A | #N/A | #N/A | #N/A | #N/A | #N/A
Homepointe | MWEUW2-12CRN1-MCJ5 | (8b) Without reverse cycle, without louvered sides, and 11,000 to 13,999 Btu/h | 12000 | 10.5 | No | 14000 | 11000 | (8b) Without reverse cycle, without louvered sides, and 11,000 to 13,999 Btu/h | #N/A | #N/A | #N/A | #N/A | #N/A | #N/A | #N/A | #N/A | #N/A | #N/A | #N/A | #N/A | #N/A | #N/A | #N/A | #N/A | #N/A | #N/A | #N/A
BEVOI | BEVTTW121C | (8b) Without reverse cycle, without louvered sides, and 11,000 to 13,999 Btu/h | 12000 | 10.5 | Yes | 14000 | 11000 | (8b) Without reverse cycle, without louvered sides, and 11,000 to 13,999 Btu/h | #N/A | #N/A | #N/A | #N/A | #N/A | #N/A | #N/A | #N/A | #N/A | #N/A | #N/A | #N/A | #N/A | #N/A | #N/A | #N/A | #N/A | #N/A | #N/A
GE | AJCM12DWH** | (8b) Without reverse cycle, without louvered sides, and 11,000 to 13,999 Btu/h | 12100 | 10.5 | No | 14000 | 11000 | (8b) Without reverse cycle, without louvered sides, and 11,000 to 13,999 Btu/h | #N/A | #N/A | #N/A | #N/A | #N/A | #N/A | #N/A | #N/A | #N/A | #N/A | #N/A | #N/A | #N/A | #N/A | #N/A | #N/A | #N/A | #N/A | #N/A
GE | AJCQ12DWH** | (8b) Without reverse cycle, without louvered sides, and 11,000 to 13,999 Btu/h | 12100 | 10.5 | No | 14000 | 11000 | (8b) Without reverse cycle, without louvered sides, and 11,000 to 13,999 Btu/h | #N/A | #N/A | #N/A | #N/A | #N/A | #N/A | #N/A | #N/A | #N/A | #N/A | #N/A | #N/A | #N/A | #N/A | #N/A | #N/A | #N/A | #N/A | #N/A
GE | AKCQ12DCH** | (8b) Without reverse cycle, without louvered sides, and 11,000 to 13,999 Btu/h | 12100 | 10.5 | Yes | 14000 | 11000 | (8b) Without reverse cycle, without louvered sides, and 11,000 to 13,999 Btu/h | #N/A | #N/A | #N/A | #N/A | #N/A | #N/A | #N/A | #N/A | #N/A | #N/A | #N/A | #N/A | #N/A | #N/A | #N/A | #N/A | #N/A | #N/A | #N/A
GE | AJCQ12AWH** | (8b) Without reverse cycle, without louvered sides, and 11,000 to 13,999 Btu/h | 12200 | 10.5 | No | 14000 | 11000 | (8b) Without reverse cycle, without louvered sides, and 11,000 to 13,999 Btu/h | #N/A | #N/A | #N/A | #N/A | #N/A | #N/A | #N/A | #N/A | #N/A | #N/A | #N/A | #N/A | #N/A | #N/A | #N/A | #N/A | #N/A | #N/A | #N/A
GE | AJCQ12ACH** | (8b) Without reverse cycle, without louvered sides, and 11,000 to 13,999 Btu/h | 12200 | 10.5 | No | 14000 | 11000 | (8b) Without reverse cycle, without louvered sides, and 11,000 to 13,999 Btu/h | #N/A | #N/A | #N/A | #N/A | #N/A | #N/A | #N/A | #N/A | #N/A | #N/A | #N/A | #N/A | #N/A | #N/A | #N/A | #N/A | #N/A | #N/A | #N/A
Frigidaire | FFTA1233U2 (230V) | (8b) Without reverse cycle, without louvered sides, and 11,000 to 13,999 Btu/h | 12200 | 10.5 | No | 14000 | 11000 | (8b) Without reverse cycle, without louvered sides, and 11,000 to 13,999 Btu/h | #N/A | #N/A | #N/A | #N/A | #N/A | #N/A | #N/A | #N/A | #N/A | #N/A | #N/A | #N/A | #N/A | #N/A | #N/A | #N/A | #N/A | #N/A | #N/A
GE | AJCM12DCH** | (8b) Without reverse cycle, without louvered sides, and 11,000 to 13,999 Btu/h | 12200 | 10.5 | Yes | 14000 | 11000 | (8b) Without reverse cycle, without louvered sides, and 11,000 to 13,999 Btu/h | #N/A | #N/A | #N/A | #N/A | #N/A | #N/A | #N/A | #N/A | #N/A | #N/A | #N/A | #N/A | #N/A | #N/A | #N/A | #N/A | #N/A | #N/A | #N/A
GE | AJCQ12DCH** | (8b) Without reverse cycle, without louvered sides, and 11,000 to 13,999 Btu/h | 12200 | 10.5 | No | 14000 | 11000 | (8b) Without reverse cycle, without louvered sides, and 11,000 to 13,999 Btu/h | #N/A | #N/A | #N/A | #N/A | #N/A | #N/A | #N/A | #N/A | #N/A | #N/A | #N/A | #N/A | #N/A | #N/A | #N/A | #N/A | #N/A | #N/A | #N/A
GE | AKCQ12DCH** | (8b) Without reverse cycle, without louvered sides, and 11,000 to 13,999 Btu/h | 12400 | 10.5 | Yes | 14000 | 11000 | (8b) Without reverse cycle, without louvered sides, and 11,000 to 13,999 Btu/h | #N/A | #N/A | #N/A | #N/A | #N/A | #N/A | #N/A | #N/A | #N/A | #N/A | #N/A | #N/A | #N/A | #N/A | #N/A | #N/A | #N/A | #N/A | #N/A
GE | AJCM12DCH** | (8b) Without reverse cycle, without louvered sides, and 11,000 to 13,999 Btu/h | 12500 | 10.5 | No | 14000 | 11000 | (8b) Without reverse cycle, without louvered sides, and 11,000 to 13,999 Btu/h | #N/A | #N/A | #N/A | #N/A | #N/A | #N/A | #N/A | #N/A | #N/A | #N/A | #N/A | #N/A | #N/A | #N/A | #N/A | #N/A | #N/A | #N/A | #N/A
GE | AJCQ12DCH** | (8b) Without reverse cycle, without louvered sides, and 11,000 to 13,999 Btu/h | 12500 | 10.5 | Yes | 14000 | 11000 | (8b) Without reverse cycle, without louvered sides, and 11,000 to 13,999 Btu/h | #N/A | #N/A | #N/A | #N/A | #N/A | #N/A | #N/A | #N/A | #N/A | #N/A | #N/A | #N/A | #N/A | #N/A | #N/A | #N/A | #N/A | #N/A | #N/A
TCL | 8T3E1-CA | (8a) Without reverse cycle, without louvered sides, and 8,000 to 10,999 Btu/h | 8000 | 10.6 | Yes | 11000 | 8000 | (8a) Without reverse cycle, without louvered sides, and 8,000 to 10,999 Btu/h | #N/A | #N/A | #N/A | #N/A | #N/A | #N/A | #N/A | #N/A | #N/A | #N/A | #N/A | #N/A | #N/A | #N/A | #N/A | #N/A | #N/A | #N/A | #N/A
Friedrich | WCT08A10A | (8a) Without reverse cycle, without louvered sides, and 8,000 to 10,999 Btu/h | 8000 | 10.6 | Yes | 11000 | 8000 | (8a) Without reverse cycle, without louvered sides, and 8,000 to 10,999 Btu/h | #N/A | #N/A | #N/A | #N/A | #N/A | #N/A | #N/A | #N/A | #N/A | #N/A | #N/A | #N/A | #N/A | #N/A | #N/A | #N/A | #N/A | #N/A | #N/A
OLMO | OW-P08AC115V5SC | (8a) Without reverse cycle, without louvered sides, and 8,000 to 10,999 Btu/h | 8000 | 10.6 | No | 11000 | 8000 | (8a) Without reverse cycle, without louvered sides, and 8,000 to 10,999 Btu/h | #N/A | #N/A | #N/A | #N/A | #N/A | #N/A | #N/A | #N/A | #N/A | #N/A | #N/A | #N/A | #N/A | #N/A | #N/A | #N/A | #N/A | #N/A | #N/A
Impecca | ITAC08-KS21 | (8a) Without reverse cycle, without louvered sides, and 8,000 to 10,999 Btu/h | 8000 | 10.6 | Yes | 11000 | 8000 | (8a) Without reverse cycle, without louvered sides, and 8,000 to 10,999 Btu/h | #N/A | #N/A | #N/A | #N/A | #N/A | #N/A | #N/A | #N/A | #N/A | #N/A | #N/A | #N/A | #N/A | #N/A | #N/A | #N/A | #N/A | #N/A | #N/A
Garrison | 2498540 | (8a) Without reverse cycle, without louvered sides, and 8,000 to 10,999 Btu/h | 8000 | 10.6 | No | 11000 | 8000 | (8a) Without reverse cycle, without louvered sides, and 8,000 to 10,999 Btu/h | #N/A | #N/A | #N/A | #N/A | #N/A | #N/A | #N/A | #N/A | #N/A | #N/A | #N/A | #N/A | #N/A | #N/A | #N/A | #N/A | #N/A | #N/A | #N/A
TCL | W8T9E1-A | (8a) Without reverse cycle, without louvered sides, and 8,000 to 10,999 Btu/h | 8000 | 10.6 | No | 11000 | 8000 | (8a) Without reverse cycle, without louvered sides, and 8,000 to 10,999 Btu/h | #N/A | #N/A | #N/A | #N/A | #N/A | #N/A | #N/A | #N/A | #N/A | #N/A | #N/A | #N/A | #N/A | #N/A | #N/A | #N/A | #N/A | #N/A | #N/A
Koldfront | WTC8002WCO | (8a) Without reverse cycle, without louvered sides, and 8,000 to 10,999 Btu/h | 8000 | 10.6 | No | 11000 | 8000 | (8a) Without reverse cycle, without louvered sides, and 8,000 to 10,999 Btu/h | #N/A | #N/A | #N/A | #N/A | #N/A | #N/A | #N/A | #N/A | #N/A | #N/A | #N/A | #N/A | #N/A | #N/A | #N/A | #N/A | #N/A | #N/A | #N/A
Frigidaire | FFTA0833S1 | (8a) Without reverse cycle, without louvered sides, and 8,000 to 10,999 Btu/h | 8000 | 10.6 | No | 11000 | 8000 | (8a) Without reverse cycle, without louvered sides, and 8,000 to 10,999 Btu/h | #N/A | #N/A | #N/A | #N/A | #N/A | #N/A | #N/A | #N/A | #N/A | #N/A | #N/A | #N/A | #N/A | #N/A | #N/A | #N/A | #N/A | #N/A | #N/A
Frigidaire | FFTA083WA1 | (8a) Without reverse cycle, without louvered sides, and 8,000 to 10,999 Btu/h | 8000 | 10.6 | No | 11000 | 8000 | (8a) Without reverse cycle, without louvered sides, and 8,000 to 10,999 Btu/h | #N/A | #N/A | #N/A | #N/A | #N/A | #N/A | #N/A | #N/A | #N/A | #N/A | #N/A | #N/A | #N/A | #N/A | #N/A | #N/A | #N/A | #N/A | #N/A
Keystone | KSTAT08-1C | (8a) Without reverse cycle, without louvered sides, and 8,000 to 10,999 Btu/h | 8000 | 10.6 | Yes | 11000 | 8000 | (8a) Without reverse cycle, without louvered sides, and 8,000 to 10,999 Btu/h | #N/A | #N/A | #N/A | #N/A | #N/A | #N/A | #N/A | #N/A | #N/A | #N/A | #N/A | #N/A | #N/A | #N/A | #N/A | #N/A | #N/A | #N/A | #N/A
LG | LT0816CER | (8a) Without reverse cycle, without louvered sides, and 8,000 to 10,999 Btu/h | 8000 | 10.6 | No | 11000 | 8000 | (8a) Without reverse cycle, without louvered sides, and 8,000 to 10,999 Btu/h | #N/A | #N/A | #N/A | #N/A | #N/A | #N/A | #N/A | #N/A | #N/A | #N/A | #N/A | #N/A | #N/A | #N/A | #N/A | #N/A | #N/A | #N/A | #N/A
LG | LT0816CER | (8a) Without reverse cycle, without louvered sides, and 8,000 to 10,999 Btu/h | 8000 | 10.6 | No | 11000 | 8000 | (8a) Without reverse cycle, without louvered sides, and 8,000 to 10,999 Btu/h | #N/A | #N/A | #N/A | #N/A | #N/A | #N/A | #N/A | #N/A | #N/A | #N/A | #N/A | #N/A | #N/A | #N/A | #N/A | #N/A | #N/A | #N/A | #N/A
Friedrich | US08D10C | (8a) Without reverse cycle, without louvered sides, and 8,000 to 10,999 Btu/h | 8000 | 10.6 | Yes | 11000 | 8000 | (8a) Without reverse cycle, without louvered sides, and 8,000 to 10,999 Btu/h | #N/A | #N/A | #N/A | #N/A | #N/A | #N/A | #N/A | #N/A | #N/A | #N/A | #N/A | #N/A | #N/A | #N/A | #N/A | #N/A | #N/A | #N/A | #N/A
Friedrich | US08D10C-A | (8a) Without reverse cycle, without louvered sides, and 8,000 to 10,999 Btu/h | 8000 | 10.6 | No | 11000 | 8000 | (8a) Without reverse cycle, without louvered sides, and 8,000 to 10,999 Btu/h | #N/A | #N/A | #N/A | #N/A | #N/A | #N/A | #N/A | #N/A | #N/A | #N/A | #N/A | #N/A | #N/A | #N/A | #N/A | #N/A | #N/A | #N/A | #N/A
Perfect aire | 4PATW8000 | (8a) Without reverse cycle, without louvered sides, and 8,000 to 10,999 Btu/h | 8000 | 10.6 | Yes | 11000 | 8000 | (8a) Without reverse cycle, without louvered sides, and 8,000 to 10,999 Btu/h | #N/A | #N/A | #N/A | #N/A | #N/A | #N/A | #N/A | #N/A | #N/A | #N/A | #N/A | #N/A | #N/A | #N/A | #N/A | #N/A | #N/A | #N/A | #N/A
Sea Breeze | STW48AYRE | (8a) Without reverse cycle, without louvered sides, and 8,000 to 10,999 Btu/h | 8000 | 10.6 | No | 11000 | 8000 | (8a) Without reverse cycle, without louvered sides, and 8,000 to 10,999 Btu/h | #N/A | #N/A | #N/A | #N/A | #N/A | #N/A | #N/A | #N/A | #N/A | #N/A | #N/A | #N/A | #N/A | #N/A | #N/A | #N/A | #N/A | #N/A | #N/A
LG | 206795936 | (8a) Without reverse cycle, without louvered sides, and 8,000 to 10,999 Btu/h | 8000 | 10.6 | Yes | 11000 | 8000 | (8a) Without reverse cycle, without louvered sides, and 8,000 to 10,999 Btu/h | #N/A | #N/A | #N/A | #N/A | #N/A | #N/A | #N/A | #N/A | #N/A | #N/A | #N/A | #N/A | #N/A | #N/A | #N/A | #N/A | #N/A | #N/A | #N/A
Comfort Aire | BG-81P | (8a) Without reverse cycle, without louvered sides, and 8,000 to 10,999 Btu/h | 8000 | 10.6 | No | 11000 | 8000 | (8a) Without reverse cycle, without louvered sides, and 8,000 to 10,999 Btu/h | #N/A | #N/A | #N/A | #N/A | #N/A | #N/A | #N/A | #N/A | #N/A | #N/A | #N/A | #N/A | #N/A | #N/A | #N/A | #N/A | #N/A | #N/A | #N/A
Frigidaire | FHTC083WA1 | (8a) Without reverse cycle, without louvered sides, and 8,000 to 10,999 Btu/h | 8300 | 10.6 | No | 11000 | 8000 | (8a) Without reverse cycle, without louvered sides, and 8,000 to 10,999 Btu/h | #N/A | #N/A | #N/A | #N/A | #N/A | #N/A | #N/A | #N/A | #N/A | #N/A | #N/A | #N/A | #N/A | #N/A | #N/A | #N/A | #N/A | #N/A | #N/A
Homepointe | MWEUW2-08CRN1-BCJ6 | (8a) Without reverse cycle, without louvered sides, and 8,000 to 10,999 Btu/h | 8300 | 10.6 | Yes | 11000 | 8000 | (8a) Without reverse cycle, without louvered sides, and 8,000 to 10,999 Btu/h | #N/A | #N/A | #N/A | #N/A | #N/A | #N/A | #N/A | #N/A | #N/A | #N/A | #N/A | #N/A | #N/A | #N/A | #N/A | #N/A | #N/A | #N/A | #N/A
BEVOI | BEVTTW081C | (8a) Without reverse cycle, without louvered sides, and 8,000 to 10,999 Btu/h | 8300 | 10.6 | Yes | 11000 | 8000 | (8a) Without reverse cycle, without louvered sides, and 8,000 to 10,999 Btu/h | #N/A | #N/A | #N/A | #N/A | #N/A | #N/A | #N/A | #N/A | #N/A | #N/A | #N/A | #N/A | #N/A | #N/A | #N/A | #N/A | #N/A | #N/A | #N/A
Breeze33 | BZ338TWAC1 | (8a) Without reverse cycle, without louvered sides, and 8,000 to 10,999 Btu/h | 8300 | 10.6 | No | 11000 | 8000 | (8a) Without reverse cycle, without louvered sides, and 8,000 to 10,999 Btu/h | #N/A | #N/A | #N/A | #N/A | #N/A | #N/A | #N/A | #N/A | #N/A | #N/A | #N/A | #N/A | #N/A | #N/A | #N/A | #N/A | #N/A | #N/A | #N/A
Seasons | ST08R1 | (8a) Without reverse cycle, without louvered sides, and 8,000 to 10,999 Btu/h | 8300 | 10.6 | Yes | 11000 | 8000 | (8a) Without reverse cycle, without louvered sides, and 8,000 to 10,999 Btu/h | #N/A | #N/A | #N/A | #N/A | #N/A | #N/A | #N/A | #N/A | #N/A | #N/A | #N/A | #N/A | #N/A | #N/A | #N/A | #N/A | #N/A | #N/A | #N/A
Midea | MAT08R1ZWT | (8a) Without reverse cycle, without louvered sides, and 8,000 to 10,999 Btu/h | 8300 | 10.6 | No | 11000 | 8000 | (8a) Without reverse cycle, without louvered sides, and 8,000 to 10,999 Btu/h | #N/A | #N/A | #N/A | #N/A | #N/A | #N/A | #N/A | #N/A | #N/A | #N/A | #N/A | #N/A | #N/A | #N/A | #N/A | #N/A | #N/A | #N/A | #N/A
Homepointe | MWAUW2-08CRN1-BCJ6 | (8a) Without reverse cycle, without louvered sides, and 8,000 to 10,999 Btu/h | 8300 | 10.6 | No | 11000 | 8000 | (8a) Without reverse cycle, without louvered sides, and 8,000 to 10,999 Btu/h | #N/A | #N/A | #N/A | #N/A | #N/A | #N/A | #N/A | #N/A | #N/A | #N/A | #N/A | #N/A | #N/A | #N/A | #N/A | #N/A | #N/A | #N/A | #N/A
Frigidaire | FFTA0833U1 | (8a) Without reverse cycle, without louvered sides, and 8,000 to 10,999 Btu/h | 8400 | 10.6 | Yes | 11000 | 8000 | (8a) Without reverse cycle, without louvered sides, and 8,000 to 10,999 Btu/h | #N/A | #N/A | #N/A | #N/A | #N/A | #N/A | #N/A | #N/A | #N/A | #N/A | #N/A | #N/A | #N/A | #N/A | #N/A | #N/A | #N/A | #N/A | #N/A
GE | AJCQ08AWH** | (8a) Without reverse cycle, without louvered sides, and 8,000 to 10,999 Btu/h | 8600 | 10.6 | Yes | 11000 | 8000 | (8a) Without reverse cycle, without louvered sides, and 8,000 to 10,999 Btu/h | #N/A | #N/A | #N/A | #N/A | #N/A | #N/A | #N/A | #N/A | #N/A | #N/A | #N/A | #N/A | #N/A | #N/A | #N/A | #N/A | #N/A | #N/A | #N/A
GE | AJCM08AWH** | (8a) Without reverse cycle, without louvered sides, and 8,000 to 10,999 Btu/h | 8600 | 10.6 | Yes | 11000 | 8000 | (8a) Without reverse cycle, without louvered sides, and 8,000 to 10,999 Btu/h | #N/A | #N/A | #N/A | #N/A | #N/A | #N/A | #N/A | #N/A | #N/A | #N/A | #N/A | #N/A | #N/A | #N/A | #N/A | #N/A | #N/A | #N/A | #N/A
GE | AJCM08ACH** | (8a) Without reverse cycle, without louvered sides, and 8,000 to 10,999 Btu/h | 8600 | 10.6 | Yes | 11000 | 8000 | (8a) Without reverse cycle, without louvered sides, and 8,000 to 10,999 Btu/h | #N/A | #N/A | #N/A | #N/A | #N/A | #N/A | #N/A | #N/A | #N/A | #N/A | #N/A | #N/A | #N/A | #N/A | #N/A | #N/A | #N/A | #N/A | #N/A
GE | AJCQ08ACH** | (8a) Without reverse cycle, without louvered sides, and 8,000 to 10,999 Btu/h | 8600 | 10.6 | Yes | 11000 | 8000 | (8a) Without reverse cycle, without louvered sides, and 8,000 to 10,999 Btu/h | #N/A | #N/A | #N/A | #N/A | #N/A | #N/A | #N/A | #N/A | #N/A | #N/A | #N/A | #N/A | #N/A | #N/A | #N/A | #N/A | #N/A | #N/A | #N/A
GE | AKCQ08ACH** | (8a) Without reverse cycle, without louvered sides, and 8,000 to 10,999 Btu/h | 8700 | 10.6 | Yes | 11000 | 8000 | (8a) Without reverse cycle, without louvered sides, and 8,000 to 10,999 Btu/h | #N/A | #N/A | #N/A | #N/A | #N/A | #N/A | #N/A | #N/A | #N/A | #N/A | #N/A | #N/A | #N/A | #N/A | #N/A | #N/A | #N/A | #N/A | #N/A
TCL | W10T9EX1-A(208V) | (8a) Without reverse cycle, without louvered sides, and 8,000 to 10,999 Btu/h | 9800 | 10.6 | Yes | 11000 | 8000 | (8a) Without reverse cycle, without louvered sides, and 8,000 to 10,999 Btu/h | #N/A | #N/A | #N/A | #N/A | #N/A | #N/A | #N/A | #N/A | #N/A | #N/A | #N/A | #N/A | #N/A | #N/A | #N/A | #N/A | #N/A | #N/A | #N/A
LG | 206795955 | (8a) Without reverse cycle, without louvered sides, and 8,000 to 10,999 Btu/h | 9800 | 10.6 | No | 11000 | 8000 | (8a) Without reverse cycle, without louvered sides, and 8,000 to 10,999 Btu/h | #N/A | #N/A | #N/A | #N/A | #N/A | #N/A | #N/A | #N/A | #N/A | #N/A | #N/A | #N/A | #N/A | #N/A | #N/A | #N/A | #N/A | #N/A | #N/A
Frigidaire | FFTA1033U2 (208V) | (8a) Without reverse cycle, without louvered sides, and 8,000 to 10,999 Btu/h | 9800 | 10.6 | Yes | 11000 | 8000 | (8a) Without reverse cycle, without louvered sides, and 8,000 to 10,999 Btu/h | #N/A | #N/A | #N/A | #N/A | #N/A | #N/A | #N/A | #N/A | #N/A | #N/A | #N/A | #N/A | #N/A | #N/A | #N/A | #N/A | #N/A | #N/A | #N/A
Frigidaire | FFTA1033S2 (208V) | (8a) Without reverse cycle, without louvered sides, and 8,000 to 10,999 Btu/h | 9800 | 10.6 | Yes | 11000 | 8000 | (8a) Without reverse cycle, without louvered sides, and 8,000 to 10,999 Btu/h | #N/A | #N/A | #N/A | #N/A | #N/A | #N/A | #N/A | #N/A | #N/A | #N/A | #N/A | #N/A | #N/A | #N/A | #N/A | #N/A | #N/A | #N/A | #N/A
LG | LT1016CER | (8a) Without reverse cycle, without louvered sides, and 8,000 to 10,999 Btu/h | 9800 | 10.6 | No | 11000 | 8000 | (8a) Without reverse cycle, without louvered sides, and 8,000 to 10,999 Btu/h | #N/A | #N/A | #N/A | #N/A | #N/A | #N/A | #N/A | #N/A | #N/A | #N/A | #N/A | #N/A | #N/A | #N/A | #N/A | #N/A | #N/A | #N/A | #N/A
Friedrich | US10D10C | (8a) Without reverse cycle, without louvered sides, and 8,000 to 10,999 Btu/h | 9800 | 10.6 | No | 11000 | 8000 | (8a) Without reverse cycle, without louvered sides, and 8,000 to 10,999 Btu/h | #N/A | #N/A | #N/A | #N/A | #N/A | #N/A | #N/A | #N/A | #N/A | #N/A | #N/A | #N/A | #N/A | #N/A | #N/A | #N/A | #N/A | #N/A | #N/A
Friedrich | US10D30C-A | (8a) Without reverse cycle, without louvered sides, and 8,000 to 10,999 Btu/h | 9800 | 10.6 | Yes | 11000 | 8000 | (8a) Without reverse cycle, without louvered sides, and 8,000 to 10,999 Btu/h | #N/A | #N/A | #N/A | #N/A | #N/A | #N/A | #N/A | #N/A | #N/A | #N/A | #N/A | #N/A | #N/A | #N/A | #N/A | #N/A | #N/A | #N/A | #N/A
Friedrich | US10D10C-A | (8a) Without reverse cycle, without louvered sides, and 8,000 to 10,999 Btu/h | 9800 | 10.6 | No | 11000 | 8000 | (8a) Without reverse cycle, without louvered sides, and 8,000 to 10,999 Btu/h | #N/A | #N/A | #N/A | #N/A | #N/A | #N/A | #N/A | #N/A | #N/A | #N/A | #N/A | #N/A | #N/A | #N/A | #N/A | #N/A | #N/A | #N/A | #N/A
Friedrich | US10D30C | (8a) Without reverse cycle, without louvered sides, and 8,000 to 10,999 Btu/h | 9800 | 10.6 | No | 11000 | 8000 | (8a) Without reverse cycle, without louvered sides, and 8,000 to 10,999 Btu/h | #N/A | #N/A | #N/A | #N/A | #N/A | #N/A | #N/A | #N/A | #N/A | #N/A | #N/A | #N/A | #N/A | #N/A | #N/A | #N/A | #N/A | #N/A | #N/A
LG | 206795952 | (8a) Without reverse cycle, without louvered sides, and 8,000 to 10,999 Btu/h | 9800 | 10.6 | Yes | 11000 | 8000 | (8a) Without reverse cycle, without louvered sides, and 8,000 to 10,999 Btu/h | #N/A | #N/A | #N/A | #N/A | #N/A | #N/A | #N/A | #N/A | #N/A | #N/A | #N/A | #N/A | #N/A | #N/A | #N/A | #N/A | #N/A | #N/A | #N/A
Frigidaire | FFTA103WA2 (208V) | (8a) Without reverse cycle, without louvered sides, and 8,000 to 10,999 Btu/h | 9800 | 10.6 | Yes | 11000 | 8000 | (8a) Without reverse cycle, without louvered sides, and 8,000 to 10,999 Btu/h | #N/A | #N/A | #N/A | #N/A | #N/A | #N/A | #N/A | #N/A | #N/A | #N/A | #N/A | #N/A | #N/A | #N/A | #N/A | #N/A | #N/A | #N/A | #N/A
LG | LT1036CER | (8a) Without reverse cycle, without louvered sides, and 8,000 to 10,999 Btu/h | 9800 | 10.6 | No | 11000 | 8000 | (8a) Without reverse cycle, without louvered sides, and 8,000 to 10,999 Btu/h | #N/A | #N/A | #N/A | #N/A | #N/A | #N/A | #N/A | #N/A | #N/A | #N/A | #N/A | #N/A | #N/A | #N/A | #N/A | #N/A | #N/A | #N/A | #N/A
LG | LT1016CER | (8a) Without reverse cycle, without louvered sides, and 8,000 to 10,999 Btu/h | 9800 | 10.6 | No | 11000 | 8000 | (8a) Without reverse cycle, without louvered sides, and 8,000 to 10,999 Btu/h | #N/A | #N/A | #N/A | #N/A | #N/A | #N/A | #N/A | #N/A | #N/A | #N/A | #N/A | #N/A | #N/A | #N/A | #N/A | #N/A | #N/A | #N/A | #N/A
LG | LT1036CER | (8a) Without reverse cycle, without louvered sides, and 8,000 to 10,999 Btu/h | 9800 | 10.6 | No | 11000 | 8000 | (8a) Without reverse cycle, without louvered sides, and 8,000 to 10,999 Btu/h | #N/A | #N/A | #N/A | #N/A | #N/A | #N/A | #N/A | #N/A | #N/A | #N/A | #N/A | #N/A | #N/A | #N/A | #N/A | #N/A | #N/A | #N/A | #N/A
GE | AJCM10DWH** | (8a) Without reverse cycle, without louvered sides, and 8,000 to 10,999 Btu/h | 9900 | 10.6 | Yes | 11000 | 8000 | (8a) Without reverse cycle, without louvered sides, and 8,000 to 10,999 Btu/h | #N/A | #N/A | #N/A | #N/A | #N/A | #N/A | #N/A | #N/A | #N/A | #N/A | #N/A | #N/A | #N/A | #N/A | #N/A | #N/A | #N/A | #N/A | #N/A
GE | AJCQ10DWH** | (8a) Without reverse cycle, without louvered sides, and 8,000 to 10,999 Btu/h | 9900 | 10.6 | Yes | 11000 | 8000 | (8a) Without reverse cycle, without louvered sides, and 8,000 to 10,999 Btu/h | #N/A | #N/A | #N/A | #N/A | #N/A | #N/A | #N/A | #N/A | #N/A | #N/A | #N/A | #N/A | #N/A | #N/A | #N/A | #N/A | #N/A | #N/A | #N/A
Whirlpool | WHAT102-2BW (208V) | (8a) Without reverse cycle, without louvered sides, and 8,000 to 10,999 Btu/h | 9900 | 10.6 | Yes | 11000 | 8000 | (8a) Without reverse cycle, without louvered sides, and 8,000 to 10,999 Btu/h | #N/A | #N/A | #N/A | #N/A | #N/A | #N/A | #N/A | #N/A | #N/A | #N/A | #N/A | #N/A | #N/A | #N/A | #N/A | #N/A | #N/A | #N/A | #N/A
Friedrich | WET10A33A | (8a) Without reverse cycle, without louvered sides, and 8,000 to 10,999 Btu/h | 10000 | 10.6 | Yes | 11000 | 8000 | (8a) Without reverse cycle, without louvered sides, and 8,000 to 10,999 Btu/h | #N/A | #N/A | #N/A | #N/A | #N/A | #N/A | #N/A | #N/A | #N/A | #N/A | #N/A | #N/A | #N/A | #N/A | #N/A | #N/A | #N/A | #N/A | #N/A
Friedrich | WCT10A30A | (8a) Without reverse cycle, without louvered sides, and 8,000 to 10,999 Btu/h | 10000 | 10.6 | Yes | 11000 | 8000 | (8a) Without reverse cycle, without louvered sides, and 8,000 to 10,999 Btu/h | #N/A | #N/A | #N/A | #N/A | #N/A | #N/A | #N/A | #N/A | #N/A | #N/A | #N/A | #N/A | #N/A | #N/A | #N/A | #N/A | #N/A | #N/A | #N/A
Koldfront | WTC10012WCO230V | (8a) Without reverse cycle, without louvered sides, and 8,000 to 10,999 Btu/h | 10000 | 10.6 | No | 11000 | 8000 | (8a) Without reverse cycle, without louvered sides, and 8,000 to 10,999 Btu/h | #N/A | #N/A | #N/A | #N/A | #N/A | #N/A | #N/A | #N/A | #N/A | #N/A | #N/A | #N/A | #N/A | #N/A | #N/A | #N/A | #N/A | #N/A | #N/A
Frigidaire | FFTA1033S2 (230V) | (8a) Without reverse cycle, without louvered sides, and 8,000 to 10,999 Btu/h | 10000 | 10.6 | Yes | 11000 | 8000 | (8a) Without reverse cycle, without louvered sides, and 8,000 to 10,999 Btu/h | #N/A | #N/A | #N/A | #N/A | #N/A | #N/A | #N/A | #N/A | #N/A | #N/A | #N/A | #N/A | #N/A | #N/A | #N/A | #N/A | #N/A | #N/A | #N/A
Comfort Aire | BG-101P | (8a) Without reverse cycle, without louvered sides, and 8,000 to 10,999 Btu/h | 10000 | 10.6 | No | 11000 | 8000 | (8a) Without reverse cycle, without louvered sides, and 8,000 to 10,999 Btu/h | #N/A | #N/A | #N/A | #N/A | #N/A | #N/A | #N/A | #N/A | #N/A | #N/A | #N/A | #N/A | #N/A | #N/A | #N/A | #N/A | #N/A | #N/A | #N/A
Midea | MAT10R1ZWT | (8a) Without reverse cycle, without louvered sides, and 8,000 to 10,999 Btu/h | 10000 | 10.6 | No | 11000 | 8000 | (8a) Without reverse cycle, without louvered sides, and 8,000 to 10,999 Btu/h | #N/A | #N/A | #N/A | #N/A | #N/A | #N/A | #N/A | #N/A | #N/A | #N/A | #N/A | #N/A | #N/A | #N/A | #N/A | #N/A | #N/A | #N/A | #N/A
Midea | MAT10R2ZWT | (8a) Without reverse cycle, without louvered sides, and 8,000 to 10,999 Btu/h | 10000 | 10.6 | Yes | 11000 | 8000 | (8a) Without reverse cycle, without louvered sides, and 8,000 to 10,999 Btu/h | #N/A | #N/A | #N/A | #N/A | #N/A | #N/A | #N/A | #N/A | #N/A | #N/A | #N/A | #N/A | #N/A | #N/A | #N/A | #N/A | #N/A | #N/A | #N/A
Danby | DTAC100B1WDB | (8a) Without reverse cycle, without louvered sides, and 8,000 to 10,999 Btu/h | 10000 | 10.6 | Yes | 11000 | 8000 | (8a) Without reverse cycle, without louvered sides, and 8,000 to 10,999 Btu/h | #N/A | #N/A | #N/A | #N/A | #N/A | #N/A | #N/A | #N/A | #N/A | #N/A | #N/A | #N/A | #N/A | #N/A | #N/A | #N/A | #N/A | #N/A | #N/A
Seasons | ST10R2 | (8a) Without reverse cycle, without louvered sides, and 8,000 to 10,999 Btu/h | 10000 | 10.6 | No | 11000 | 8000 | (8a) Without reverse cycle, without louvered sides, and 8,000 to 10,999 Btu/h | #N/A | #N/A | #N/A | #N/A | #N/A | #N/A | #N/A | #N/A | #N/A | #N/A | #N/A | #N/A | #N/A | #N/A | #N/A | #N/A | #N/A | #N/A | #N/A
Perfect aire | 4PATW10000 | (8a) Without reverse cycle, without louvered sides, and 8,000 to 10,999 Btu/h | 10000 | 10.6 | No | 11000 | 8000 | (8a) Without reverse cycle, without louvered sides, and 8,000 to 10,999 Btu/h | #N/A | #N/A | #N/A | #N/A | #N/A | #N/A | #N/A | #N/A | #N/A | #N/A | #N/A | #N/A | #N/A | #N/A | #N/A | #N/A | #N/A | #N/A | #N/A
Perfect aire | 4PATW10002 | (8a) Without reverse cycle, without louvered sides, and 8,000 to 10,999 Btu/h | 10000 | 10.6 | Yes | 11000 | 8000 | (8a) Without reverse cycle, without louvered sides, and 8,000 to 10,999 Btu/h | #N/A | #N/A | #N/A | #N/A | #N/A | #N/A | #N/A | #N/A | #N/A | #N/A | #N/A | #N/A | #N/A | #N/A | #N/A | #N/A | #N/A | #N/A | #N/A
Sea Breeze | STW410AZEB | (8a) Without reverse cycle, without louvered sides, and 8,000 to 10,999 Btu/h | 10000 | 10.6 | Yes | 11000 | 8000 | (8a) Without reverse cycle, without louvered sides, and 8,000 to 10,999 Btu/h | #N/A | #N/A | #N/A | #N/A | #N/A | #N/A | #N/A | #N/A | #N/A | #N/A | #N/A | #N/A | #N/A | #N/A | #N/A | #N/A | #N/A | #N/A | #N/A
TCL | 10T3E1-CA | (8a) Without reverse cycle, without louvered sides, and 8,000 to 10,999 Btu/h | 10000 | 10.6 | No | 11000 | 8000 | (8a) Without reverse cycle, without louvered sides, and 8,000 to 10,999 Btu/h | #N/A | #N/A | #N/A | #N/A | #N/A | #N/A | #N/A | #N/A | #N/A | #N/A | #N/A | #N/A | #N/A | #N/A | #N/A | #N/A | #N/A | #N/A | #N/A
TCL | W10T9E1-A | (8a) Without reverse cycle, without louvered sides, and 8,000 to 10,999 Btu/h | 10000 | 10.6 | No | 11000 | 8000 | (8a) Without reverse cycle, without louvered sides, and 8,000 to 10,999 Btu/h | #N/A | #N/A | #N/A | #N/A | #N/A | #N/A | #N/A | #N/A | #N/A | #N/A | #N/A | #N/A | #N/A | #N/A | #N/A | #N/A | #N/A | #N/A | #N/A
TCL | W10T9EX1-A(230V) | (8a) Without reverse cycle, without louvered sides, and 8,000 to 10,999 Btu/h | 10000 | 10.6 | No | 11000 | 8000 | (8a) Without reverse cycle, without louvered sides, and 8,000 to 10,999 Btu/h | #N/A | #N/A | #N/A | #N/A | #N/A | #N/A | #N/A | #N/A | #N/A | #N/A | #N/A | #N/A | #N/A | #N/A | #N/A | #N/A | #N/A | #N/A | #N/A
Friedrich | WCT10A10A | (8a) Without reverse cycle, without louvered sides, and 8,000 to 10,999 Btu/h | 10000 | 10.6 | No | 11000 | 8000 | (8a) Without reverse cycle, without louvered sides, and 8,000 to 10,999 Btu/h | #N/A | #N/A | #N/A | #N/A | #N/A | #N/A | #N/A | #N/A | #N/A | #N/A | #N/A | #N/A | #N/A | #N/A | #N/A | #N/A | #N/A | #N/A | #N/A
Frigidaire | FFTA1033U2 (230V) | (8a) Without reverse cycle, without louvered sides, and 8,000 to 10,999 Btu/h | 10000 | 10.6 | No | 11000 | 8000 | (8a) Without reverse cycle, without louvered sides, and 8,000 to 10,999 Btu/h | #N/A | #N/A | #N/A | #N/A | #N/A | #N/A | #N/A | #N/A | #N/A | #N/A | #N/A | #N/A | #N/A | #N/A | #N/A | #N/A | #N/A | #N/A | #N/A
Frigidaire | FFTA1033U1 | (8a) Without reverse cycle, without louvered sides, and 8,000 to 10,999 Btu/h | 10000 | 10.6 | No | 11000 | 8000 | (8a) Without reverse cycle, without louvered sides, and 8,000 to 10,999 Btu/h | #N/A | #N/A | #N/A | #N/A | #N/A | #N/A | #N/A | #N/A | #N/A | #N/A | #N/A | #N/A | #N/A | #N/A | #N/A | #N/A | #N/A | #N/A | #N/A
Frigidaire | FHTC103WA1 | (8a) Without reverse cycle, without louvered sides, and 8,000 to 10,999 Btu/h | 10000 | 10.6 | Yes | 11000 | 8000 | (8a) Without reverse cycle, without louvered sides, and 8,000 to 10,999 Btu/h | #N/A | #N/A | #N/A | #N/A | #N/A | #N/A | #N/A | #N/A | #N/A | #N/A | #N/A | #N/A | #N/A | #N/A | #N/A | #N/A | #N/A | #N/A | #N/A
Frigidaire | FFTA1033S1 | (8a) Without reverse cycle, without louvered sides, and 8,000 to 10,999 Btu/h | 10000 | 10.6 | No | 11000 | 8000 | (8a) Without reverse cycle, without louvered sides, and 8,000 to 10,999 Btu/h | #N/A | #N/A | #N/A | #N/A | #N/A | #N/A | #N/A | #N/A | #N/A | #N/A | #N/A | #N/A | #N/A | #N/A | #N/A | #N/A | #N/A | #N/A | #N/A
Crosley | CTWMS10B1 | (8a) Without reverse cycle, without louvered sides, and 8,000 to 10,999 Btu/h | 10000 | 10.6 | No | 11000 | 8000 | (8a) Without reverse cycle, without louvered sides, and 8,000 to 10,999 Btu/h | #N/A | #N/A | #N/A | #N/A | #N/A | #N/A | #N/A | #N/A | #N/A | #N/A | #N/A | #N/A | #N/A | #N/A | #N/A | #N/A | #N/A | #N/A | #N/A
Comfort Aire | BG-103P | (8a) Without reverse cycle, without louvered sides, and 8,000 to 10,999 Btu/h | 10000 | 10.6 | No | 11000 | 8000 | (8a) Without reverse cycle, without louvered sides, and 8,000 to 10,999 Btu/h | #N/A | #N/A | #N/A | #N/A | #N/A | #N/A | #N/A | #N/A | #N/A | #N/A | #N/A | #N/A | #N/A | #N/A | #N/A | #N/A | #N/A | #N/A | #N/A
Garrison | 2498542 | (8a) Without reverse cycle, without louvered sides, and 8,000 to 10,999 Btu/h | 10000 | 10.6 | No | 11000 | 8000 | (8a) Without reverse cycle, without louvered sides, and 8,000 to 10,999 Btu/h | #N/A | #N/A | #N/A | #N/A | #N/A | #N/A | #N/A | #N/A | #N/A | #N/A | #N/A | #N/A | #N/A | #N/A | #N/A | #N/A | #N/A | #N/A | #N/A
Breeze33 | BZ3310TWAC2 | (8a) Without reverse cycle, without louvered sides, and 8,000 to 10,999 Btu/h | 10000 | 10.6 | Yes | 11000 | 8000 | (8a) Without reverse cycle, without louvered sides, and 8,000 to 10,999 Btu/h | #N/A | #N/A | #N/A | #N/A | #N/A | #N/A | #N/A | #N/A | #N/A | #N/A | #N/A | #N/A | #N/A | #N/A | #N/A | #N/A | #N/A | #N/A | #N/A
Breeze33 | BZ3310TWAC1 | (8a) Without reverse cycle, without louvered sides, and 8,000 to 10,999 Btu/h | 10000 | 10.6 | Yes | 11000 | 8000 | (8a) Without reverse cycle, without louvered sides, and 8,000 to 10,999 Btu/h | #N/A | #N/A | #N/A | #N/A | #N/A | #N/A | #N/A | #N/A | #N/A | #N/A | #N/A | #N/A | #N/A | #N/A | #N/A | #N/A | #N/A | #N/A | #N/A
Koldfront | WTC10002WCO115V | (8a) Without reverse cycle, without louvered sides, and 8,000 to 10,999 Btu/h | 10000 | 10.6 | No | 11000 | 8000 | (8a) Without reverse cycle, without louvered sides, and 8,000 to 10,999 Btu/h | #N/A | #N/A | #N/A | #N/A | #N/A | #N/A | #N/A | #N/A | #N/A | #N/A | #N/A | #N/A | #N/A | #N/A | #N/A | #N/A | #N/A | #N/A | #N/A
Frigidaire | FFTA103WA2 (230V) | (8a) Without reverse cycle, without louvered sides, and 8,000 to 10,999 Btu/h | 10000 | 10.6 | Yes | 11000 | 8000 | (8a) Without reverse cycle, without louvered sides, and 8,000 to 10,999 Btu/h | #N/A | #N/A | #N/A | #N/A | #N/A | #N/A | #N/A | #N/A | #N/A | #N/A | #N/A | #N/A | #N/A | #N/A | #N/A | #N/A | #N/A | #N/A | #N/A
Frigidaire | FFTA103WA1 | (8a) Without reverse cycle, without louvered sides, and 8,000 to 10,999 Btu/h | 10000 | 10.6 | No | 11000 | 8000 | (8a) Without reverse cycle, without louvered sides, and 8,000 to 10,999 Btu/h | #N/A | #N/A | #N/A | #N/A | #N/A | #N/A | #N/A | #N/A | #N/A | #N/A | #N/A | #N/A | #N/A | #N/A | #N/A | #N/A | #N/A | #N/A | #N/A
Keystone | KSTAT10-2C | (8a) Without reverse cycle, without louvered sides, and 8,000 to 10,999 Btu/h | 10000 | 10.6 | Yes | 11000 | 8000 | (8a) Without reverse cycle, without louvered sides, and 8,000 to 10,999 Btu/h | #N/A | #N/A | #N/A | #N/A | #N/A | #N/A | #N/A | #N/A | #N/A | #N/A | #N/A | #N/A | #N/A | #N/A | #N/A | #N/A | #N/A | #N/A | #N/A
Keystone | KSTAT10-1C | (8a) Without reverse cycle, without louvered sides, and 8,000 to 10,999 Btu/h | 10000 | 10.6 | Yes | 11000 | 8000 | (8a) Without reverse cycle, without louvered sides, and 8,000 to 10,999 Btu/h | #N/A | #N/A | #N/A | #N/A | #N/A | #N/A | #N/A | #N/A | #N/A | #N/A | #N/A | #N/A | #N/A | #N/A | #N/A | #N/A | #N/A | #N/A | #N/A
Impecca | ITAC10-KSB21 | (8a) Without reverse cycle, without louvered sides, and 8,000 to 10,999 Btu/h | 10000 | 10.6 | No | 11000 | 8000 | (8a) Without reverse cycle, without louvered sides, and 8,000 to 10,999 Btu/h | #N/A | #N/A | #N/A | #N/A | #N/A | #N/A | #N/A | #N/A | #N/A | #N/A | #N/A | #N/A | #N/A | #N/A | #N/A | #N/A | #N/A | #N/A | #N/A
Impecca | ITAC10-KSA21 | (8a) Without reverse cycle, without louvered sides, and 8,000 to 10,999 Btu/h | 10000 | 10.6 | Yes | 11000 | 8000 | (8a) Without reverse cycle, without louvered sides, and 8,000 to 10,999 Btu/h | #N/A | #N/A | #N/A | #N/A | #N/A | #N/A | #N/A | #N/A | #N/A | #N/A | #N/A | #N/A | #N/A | #N/A | #N/A | #N/A | #N/A | #N/A | #N/A
Coast Air | CB101A | (8a) Without reverse cycle, without louvered sides, and 8,000 to 10,999 Btu/h | 10000 | 10.6 | Yes | 11000 | 8000 | (8a) Without reverse cycle, without louvered sides, and 8,000 to 10,999 Btu/h | #N/A | #N/A | #N/A | #N/A | #N/A | #N/A | #N/A | #N/A | #N/A | #N/A | #N/A | #N/A | #N/A | #N/A | #N/A | #N/A | #N/A | #N/A | #N/A
Pelonis | PAT10R1ZWT | (8a) Without reverse cycle, without louvered sides, and 8,000 to 10,999 Btu/h | 10000 | 10.6 | Yes | 11000 | 8000 | (8a) Without reverse cycle, without louvered sides, and 8,000 to 10,999 Btu/h | #N/A | #N/A | #N/A | #N/A | #N/A | #N/A | #N/A | #N/A | #N/A | #N/A | #N/A | #N/A | #N/A | #N/A | #N/A | #N/A | #N/A | #N/A | #N/A
Seasons | ST10R1 | (8a) Without reverse cycle, without louvered sides, and 8,000 to 10,999 Btu/h | 10000 | 10.6 | Yes | 11000 | 8000 | (8a) Without reverse cycle, without louvered sides, and 8,000 to 10,999 Btu/h | #N/A | #N/A | #N/A | #N/A | #N/A | #N/A | #N/A | #N/A | #N/A | #N/A | #N/A | #N/A | #N/A | #N/A | #N/A | #N/A | #N/A | #N/A | #N/A
Garrison | 2498541 | (8a) Without reverse cycle, without louvered sides, and 8,000 to 10,999 Btu/h | 10000 | 10.6 | Yes | 11000 | 8000 | (8a) Without reverse cycle, without louvered sides, and 8,000 to 10,999 Btu/h | #N/A | #N/A | #N/A | #N/A | #N/A | #N/A | #N/A | #N/A | #N/A | #N/A | #N/A | #N/A | #N/A | #N/A | #N/A | #N/A | #N/A | #N/A | #N/A
Sea Breeze | STW410AYRE | (8a) Without reverse cycle, without louvered sides, and 8,000 to 10,999 Btu/h | 10000 | 10.6 | No | 11000 | 8000 | (8a) Without reverse cycle, without louvered sides, and 8,000 to 10,999 Btu/h | #N/A | #N/A | #N/A | #N/A | #N/A | #N/A | #N/A | #N/A | #N/A | #N/A | #N/A | #N/A | #N/A | #N/A | #N/A | #N/A | #N/A | #N/A | #N/A
GE | AJCQ10AWH** | (8a) Without reverse cycle, without louvered sides, and 8,000 to 10,999 Btu/h | 10100 | 10.6 | Yes | 11000 | 8000 | (8a) Without reverse cycle, without louvered sides, and 8,000 to 10,999 Btu/h | #N/A | #N/A | #N/A | #N/A | #N/A | #N/A | #N/A | #N/A | #N/A | #N/A | #N/A | #N/A | #N/A | #N/A | #N/A | #N/A | #N/A | #N/A | #N/A
Whirlpool | WHAT102-2BW (230V) | (8a) Without reverse cycle, without louvered sides, and 8,000 to 10,999 Btu/h | 10100 | 10.6 | No | 11000 | 8000 | (8a) Without reverse cycle, without louvered sides, and 8,000 to 10,999 Btu/h | #N/A | #N/A | #N/A | #N/A | #N/A | #N/A | #N/A | #N/A | #N/A | #N/A | #N/A | #N/A | #N/A | #N/A | #N/A | #N/A | #N/A | #N/A | #N/A
GE | AJCM10ACH** | (8a) Without reverse cycle, without louvered sides, and 8,000 to 10,999 Btu/h | 10100 | 10.6 | Yes | 11000 | 8000 | (8a) Without reverse cycle, without louvered sides, and 8,000 to 10,999 Btu/h | #N/A | #N/A | #N/A | #N/A | #N/A | #N/A | #N/A | #N/A | #N/A | #N/A | #N/A | #N/A | #N/A | #N/A | #N/A | #N/A | #N/A | #N/A | #N/A
GE | AJCQ10ACH** | (8a) Without reverse cycle, without louvered sides, and 8,000 to 10,999 Btu/h | 10100 | 10.6 | Yes | 11000 | 8000 | (8a) Without reverse cycle, without louvered sides, and 8,000 to 10,999 Btu/h | #N/A | #N/A | #N/A | #N/A | #N/A | #N/A | #N/A | #N/A | #N/A | #N/A | #N/A | #N/A | #N/A | #N/A | #N/A | #N/A | #N/A | #N/A | #N/A
GE | AJCM10AWH** | (8a) Without reverse cycle, without louvered sides, and 8,000 to 10,999 Btu/h | 10100 | 10.6 | Yes | 11000 | 8000 | (8a) Without reverse cycle, without louvered sides, and 8,000 to 10,999 Btu/h | #N/A | #N/A | #N/A | #N/A | #N/A | #N/A | #N/A | #N/A | #N/A | #N/A | #N/A | #N/A | #N/A | #N/A | #N/A | #N/A | #N/A | #N/A | #N/A
GE | AKCQ10ACH** | (8a) Without reverse cycle, without louvered sides, and 8,000 to 10,999 Btu/h | 10100 | 10.6 | Yes | 11000 | 8000 | (8a) Without reverse cycle, without louvered sides, and 8,000 to 10,999 Btu/h | #N/A | #N/A | #N/A | #N/A | #N/A | #N/A | #N/A | #N/A | #N/A | #N/A | #N/A | #N/A | #N/A | #N/A | #N/A | #N/A | #N/A | #N/A | #N/A
Frigidaire | FHTC103WA2 | (8a) Without reverse cycle, without louvered sides, and 8,000 to 10,999 Btu/h | 10200 | 10.6 | No | 11000 | 8000 | (8a) Without reverse cycle, without louvered sides, and 8,000 to 10,999 Btu/h | #N/A | #N/A | #N/A | #N/A | #N/A | #N/A | #N/A | #N/A | #N/A | #N/A | #N/A | #N/A | #N/A | #N/A | #N/A | #N/A | #N/A | #N/A | #N/A
GE | AJCM10DWH** | (8a) Without reverse cycle, without louvered sides, and 8,000 to 10,999 Btu/h | 10200 | 10.6 | No | 11000 | 8000 | (8a) Without reverse cycle, without louvered sides, and 8,000 to 10,999 Btu/h | #N/A | #N/A | #N/A | #N/A | #N/A | #N/A | #N/A | #N/A | #N/A | #N/A | #N/A | #N/A | #N/A | #N/A | #N/A | #N/A | #N/A | #N/A | #N/A
GE | AKCQ10DCH** | (8a) Without reverse cycle, without louvered sides, and 8,000 to 10,999 Btu/h | 10200 | 10.6 | No | 11000 | 8000 | (8a) Without reverse cycle, without louvered sides, and 8,000 to 10,999 Btu/h | #N/A | #N/A | #N/A | #N/A | #N/A | #N/A | #N/A | #N/A | #N/A | #N/A | #N/A | #N/A | #N/A | #N/A | #N/A | #N/A | #N/A | #N/A | #N/A
Frigidaire | FHTC103WA2 | (8a) Without reverse cycle, without louvered sides, and 8,000 to 10,999 Btu/h | 10200 | 10.6 | Yes | 11000 | 8000 | (8a) Without reverse cycle, without louvered sides, and 8,000 to 10,999 Btu/h | #N/A | #N/A | #N/A | #N/A | #N/A | #N/A | #N/A | #N/A | #N/A | #N/A | #N/A | #N/A | #N/A | #N/A | #N/A | #N/A | #N/A | #N/A | #N/A
GE | AJCQ10DWH** | (8a) Without reverse cycle, without louvered sides, and 8,000 to 10,999 Btu/h | 10200 | 10.6 | Yes | 11000 | 8000 | (8a) Without reverse cycle, without louvered sides, and 8,000 to 10,999 Btu/h | #N/A | #N/A | #N/A | #N/A | #N/A | #N/A | #N/A | #N/A | #N/A | #N/A | #N/A | #N/A | #N/A | #N/A | #N/A | #N/A | #N/A | #N/A | #N/A
GE | AJCQ10DCH** | (8a) Without reverse cycle, without louvered sides, and 8,000 to 10,999 Btu/h | 10300 | 10.6 | Yes | 11000 | 8000 | (8a) Without reverse cycle, without louvered sides, and 8,000 to 10,999 Btu/h | #N/A | #N/A | #N/A | #N/A | #N/A | #N/A | #N/A | #N/A | #N/A | #N/A | #N/A | #N/A | #N/A | #N/A | #N/A | #N/A | #N/A | #N/A | #N/A
GE | AJCQ10DCH** | (8a) Without reverse cycle, without louvered sides, and 8,000 to 10,999 Btu/h | 10400 | 10.6 | No | 11000 | 8000 | (8a) Without reverse cycle, without louvered sides, and 8,000 to 10,999 Btu/h | #N/A | #N/A | #N/A | #N/A | #N/A | #N/A | #N/A | #N/A | #N/A | #N/A | #N/A | #N/A | #N/A | #N/A | #N/A | #N/A | #N/A | #N/A | #N/A
Frigidaire | FHTC103WA2 | (8a) Without reverse cycle, without louvered sides, and 8,000 to 10,999 Btu/h | 10500 | 10.6 | Yes | 11000 | 8000 | (8a) Without reverse cycle, without louvered sides, and 8,000 to 10,999 Btu/h | #N/A | #N/A | #N/A | #N/A | #N/A | #N/A | #N/A | #N/A | #N/A | #N/A | #N/A | #N/A | #N/A | #N/A | #N/A | #N/A | #N/A | #N/A | #N/A
Frigidaire | FHTC103WA2 | (8a) Without reverse cycle, without louvered sides, and 8,000 to 10,999 Btu/h | 10500 | 10.6 | No | 11000 | 8000 | (8a) Without reverse cycle, without louvered sides, and 8,000 to 10,999 Btu/h | #N/A | #N/A | #N/A | #N/A | #N/A | #N/A | #N/A | #N/A | #N/A | #N/A | #N/A | #N/A | #N/A | #N/A | #N/A | #N/A | #N/A | #N/A | #N/A
GE | AKCQ10DCH** | (8a) Without reverse cycle, without louvered sides, and 8,000 to 10,999 Btu/h | 10600 | 10.6 | No | 11000 | 8000 | (8a) Without reverse cycle, without louvered sides, and 8,000 to 10,999 Btu/h | #N/A | #N/A | #N/A | #N/A | #N/A | #N/A | #N/A | #N/A | #N/A | #N/A | #N/A | #N/A | #N/A | #N/A | #N/A | #N/A | #N/A | #N/A | #N/A
Friedrich | KCS16A30A | (4) Without reverse cycle, with louvered sides, and 14,000 to 19,999 Btu/h | 15700 | 10.7 | Yes | 20000 | 14000 | (4) Without reverse cycle, with louvered sides, and 14,000 to 19,999 Btu/h | #N/A | #N/A | #N/A | #N/A | #N/A | #N/A | #N/A | #N/A | #N/A | #N/A | #N/A | #N/A | #N/A | #N/A | #N/A | #N/A | #N/A | #N/A | #N/A
Friedrich | KES16A33A | (4) Without reverse cycle, with louvered sides, and 14,000 to 19,999 Btu/h | 15700 | 10.7 | Yes | 20000 | 14000 | (4) Without reverse cycle, with louvered sides, and 14,000 to 19,999 Btu/h | #N/A | #N/A | #N/A | #N/A | #N/A | #N/A | #N/A | #N/A | #N/A | #N/A | #N/A | #N/A | #N/A | #N/A | #N/A | #N/A | #N/A | #N/A | #N/A
GE | AEE18DT** | (4) Without reverse cycle, with louvered sides, and 14,000 to 19,999 Btu/h | 17700 | 10.7 | No | 20000 | 14000 | (4) Without reverse cycle, with louvered sides, and 14,000 to 19,999 Btu/h | #N/A | #N/A | #N/A | #N/A | #N/A | #N/A | #N/A | #N/A | #N/A | #N/A | #N/A | #N/A | #N/A | #N/A | #N/A | #N/A | #N/A | #N/A | #N/A
HISENSE | AW1821DR3W (208V) | (4) Without reverse cycle, with louvered sides, and 14,000 to 19,999 Btu/h | 17700 | 10.7 | Yes | 20000 | 14000 | (4) Without reverse cycle, with louvered sides, and 14,000 to 19,999 Btu/h | #N/A | #N/A | #N/A | #N/A | #N/A | #N/A | #N/A | #N/A | #N/A | #N/A | #N/A | #N/A | #N/A | #N/A | #N/A | #N/A | #N/A | #N/A | #N/A
HISENSE | AW1822DR3W (208V) | (4) Without reverse cycle, with louvered sides, and 14,000 to 19,999 Btu/h | 17700 | 10.7 | No | 20000 | 14000 | (4) Without reverse cycle, with louvered sides, and 14,000 to 19,999 Btu/h | #N/A | #N/A | #N/A | #N/A | #N/A | #N/A | #N/A | #N/A | #N/A | #N/A | #N/A | #N/A | #N/A | #N/A | #N/A | #N/A | #N/A | #N/A | #N/A
Hisense | AW1821DR3W (208V) | (4) Without reverse cycle, with louvered sides, and 14,000 to 19,999 Btu/h | 17700 | 10.7 | Yes | 20000 | 14000 | (4) Without reverse cycle, with louvered sides, and 14,000 to 19,999 Btu/h | #N/A | #N/A | #N/A | #N/A | #N/A | #N/A | #N/A | #N/A | #N/A | #N/A | #N/A | #N/A | #N/A | #N/A | #N/A | #N/A | #N/A | #N/A | #N/A
GE | AEE18DT** | (4) Without reverse cycle, with louvered sides, and 14,000 to 19,999 Btu/h | 17900 | 10.7 | No | 20000 | 14000 | (4) Without reverse cycle, with louvered sides, and 14,000 to 19,999 Btu/h | #N/A | #N/A | #N/A | #N/A | #N/A | #N/A | #N/A | #N/A | #N/A | #N/A | #N/A | #N/A | #N/A | #N/A | #N/A | #N/A | #N/A | #N/A | #N/A
GE | AHE18DZ** | (4) Without reverse cycle, with louvered sides, and 14,000 to 19,999 Btu/h | 17900 | 10.7 | No | 20000 | 14000 | (4) Without reverse cycle, with louvered sides, and 14,000 to 19,999 Btu/h | #N/A | #N/A | #N/A | #N/A | #N/A | #N/A | #N/A | #N/A | #N/A | #N/A | #N/A | #N/A | #N/A | #N/A | #N/A | #N/A | #N/A | #N/A | #N/A
GE | AHE18DZ** | (4) Without reverse cycle, with louvered sides, and 14,000 to 19,999 Btu/h | 18000 | 10.7 | Yes | 20000 | 14000 | (4) Without reverse cycle, with louvered sides, and 14,000 to 19,999 Btu/h | #N/A | #N/A | #N/A | #N/A | #N/A | #N/A | #N/A | #N/A | #N/A | #N/A | #N/A | #N/A | #N/A | #N/A | #N/A | #N/A | #N/A | #N/A | #N/A
Denali Aire | 2DANCH18K | (4) Without reverse cycle, with louvered sides, and 14,000 to 19,999 Btu/h | 18000 | 10.7 | Yes | 20000 | 14000 | (4) Without reverse cycle, with louvered sides, and 14,000 to 19,999 Btu/h | #N/A | #N/A | #N/A | #N/A | #N/A | #N/A | #N/A | #N/A | #N/A | #N/A | #N/A | #N/A | #N/A | #N/A | #N/A | #N/A | #N/A | #N/A | #N/A
HISENSE | AW1822DR3W (230V) | (4) Without reverse cycle, with louvered sides, and 14,000 to 19,999 Btu/h | 18000 | 10.7 | No | 20000 | 14000 | (4) Without reverse cycle, with louvered sides, and 14,000 to 19,999 Btu/h | #N/A | #N/A | #N/A | #N/A | #N/A | #N/A | #N/A | #N/A | #N/A | #N/A | #N/A | #N/A | #N/A | #N/A | #N/A | #N/A | #N/A | #N/A | #N/A
HISENSE | AW1821DR3W | (4) Without reverse cycle, with louvered sides, and 14,000 to 19,999 Btu/h | 18000 | 10.7 | No | 20000 | 14000 | (4) Without reverse cycle, with louvered sides, and 14,000 to 19,999 Btu/h | #N/A | #N/A | #N/A | #N/A | #N/A | #N/A | #N/A | #N/A | #N/A | #N/A | #N/A | #N/A | #N/A | #N/A | #N/A | #N/A | #N/A | #N/A | #N/A
Hisense | AW1821DR3W (230V) | (4) Without reverse cycle, with louvered sides, and 14,000 to 19,999 Btu/h | 18000 | 10.7 | No | 20000 | 14000 | (4) Without reverse cycle, with louvered sides, and 14,000 to 19,999 Btu/h | #N/A | #N/A | #N/A | #N/A | #N/A | #N/A | #N/A | #N/A | #N/A | #N/A | #N/A | #N/A | #N/A | #N/A | #N/A | #N/A | #N/A | #N/A | #N/A
HISENSE | AW1821DR3W (230V) | (4) Without reverse cycle, with louvered sides, and 14,000 to 19,999 Btu/h | 18000 | 10.7 | No | 20000 | 14000 | (4) Without reverse cycle, with louvered sides, and 14,000 to 19,999 Btu/h | #N/A | #N/A | #N/A | #N/A | #N/A | #N/A | #N/A | #N/A | #N/A | #N/A | #N/A | #N/A | #N/A | #N/A | #N/A | #N/A | #N/A | #N/A | #N/A
Frigidaire | FFRH1822R2E (208V) | (4) Without reverse cycle, with louvered sides, and 14,000 to 19,999 Btu/h | 18200 | 10.7 | Yes | 20000 | 14000 | (4) Without reverse cycle, with louvered sides, and 14,000 to 19,999 Btu/h | #N/A | #N/A | #N/A | #N/A | #N/A | #N/A | #N/A | #N/A | #N/A | #N/A | #N/A | #N/A | #N/A | #N/A | #N/A | #N/A | #N/A | #N/A | #N/A
Frigidaire | FHWE182WA2 (208V) | (4) Without reverse cycle, with louvered sides, and 14,000 to 19,999 Btu/h | 18200 | 10.7 | Yes | 20000 | 14000 | (4) Without reverse cycle, with louvered sides, and 14,000 to 19,999 Btu/h | #N/A | #N/A | #N/A | #N/A | #N/A | #N/A | #N/A | #N/A | #N/A | #N/A | #N/A | #N/A | #N/A | #N/A | #N/A | #N/A | #N/A | #N/A | #N/A
Frigidaire | FFRH1822R2 (208V) | (4) Without reverse cycle, with louvered sides, and 14,000 to 19,999 Btu/h | 18200 | 10.7 | Yes | 20000 | 14000 | (4) Without reverse cycle, with louvered sides, and 14,000 to 19,999 Btu/h | #N/A | #N/A | #N/A | #N/A | #N/A | #N/A | #N/A | #N/A | #N/A | #N/A | #N/A | #N/A | #N/A | #N/A | #N/A | #N/A | #N/A | #N/A | #N/A
Frigidaire | FHWE182WA2 (230V) | (4) Without reverse cycle, with louvered sides, and 14,000 to 19,999 Btu/h | 18500 | 10.7 | Yes | 20000 | 14000 | (4) Without reverse cycle, with louvered sides, and 14,000 to 19,999 Btu/h | #N/A | #N/A | #N/A | #N/A | #N/A | #N/A | #N/A | #N/A | #N/A | #N/A | #N/A | #N/A | #N/A | #N/A | #N/A | #N/A | #N/A | #N/A | #N/A
Crosley | CAMHE18C2 | (4) Without reverse cycle, with louvered sides, and 14,000 to 19,999 Btu/h | 18500 | 10.7 | No | 20000 | 14000 | (4) Without reverse cycle, with louvered sides, and 14,000 to 19,999 Btu/h | #N/A | #N/A | #N/A | #N/A | #N/A | #N/A | #N/A | #N/A | #N/A | #N/A | #N/A | #N/A | #N/A | #N/A | #N/A | #N/A | #N/A | #N/A | #N/A
Comfort Aire | REG-183M | (4) Without reverse cycle, with louvered sides, and 14,000 to 19,999 Btu/h | 18500 | 10.7 | No | 20000 | 14000 | (4) Without reverse cycle, with louvered sides, and 14,000 to 19,999 Btu/h | #N/A | #N/A | #N/A | #N/A | #N/A | #N/A | #N/A | #N/A | #N/A | #N/A | #N/A | #N/A | #N/A | #N/A | #N/A | #N/A | #N/A | #N/A | #N/A
Comfort Aire | REG-183R | (4) Without reverse cycle, with louvered sides, and 14,000 to 19,999 Btu/h | 18500 | 10.7 | No | 20000 | 14000 | (4) Without reverse cycle, with louvered sides, and 14,000 to 19,999 Btu/h | #N/A | #N/A | #N/A | #N/A | #N/A | #N/A | #N/A | #N/A | #N/A | #N/A | #N/A | #N/A | #N/A | #N/A | #N/A | #N/A | #N/A | #N/A | #N/A
Coast Air | CEG-183A | (4) Without reverse cycle, with louvered sides, and 14,000 to 19,999 Btu/h | 18500 | 10.7 | No | 20000 | 14000 | (4) Without reverse cycle, with louvered sides, and 14,000 to 19,999 Btu/h | #N/A | #N/A | #N/A | #N/A | #N/A | #N/A | #N/A | #N/A | #N/A | #N/A | #N/A | #N/A | #N/A | #N/A | #N/A | #N/A | #N/A | #N/A | #N/A
Homepointe | MWJUK-18ERN1-MCJ7 | (4) Without reverse cycle, with louvered sides, and 14,000 to 19,999 Btu/h | 18500 | 10.7 | No | 20000 | 14000 | (4) Without reverse cycle, with louvered sides, and 14,000 to 19,999 Btu/h | #N/A | #N/A | #N/A | #N/A | #N/A | #N/A | #N/A | #N/A | #N/A | #N/A | #N/A | #N/A | #N/A | #N/A | #N/A | #N/A | #N/A | #N/A | #N/A
Frigidaire | FFRH1822R2 (230V) | (4) Without reverse cycle, with louvered sides, and 14,000 to 19,999 Btu/h | 18500 | 10.7 | No | 20000 | 14000 | (4) Without reverse cycle, with louvered sides, and 14,000 to 19,999 Btu/h | #N/A | #N/A | #N/A | #N/A | #N/A | #N/A | #N/A | #N/A | #N/A | #N/A | #N/A | #N/A | #N/A | #N/A | #N/A | #N/A | #N/A | #N/A | #N/A
Brothers | 102054 | (4) Without reverse cycle, with louvered sides, and 14,000 to 19,999 Btu/h | 18500 | 10.7 | Yes | 20000 | 14000 | (4) Without reverse cycle, with louvered sides, and 14,000 to 19,999 Btu/h | #N/A | #N/A | #N/A | #N/A | #N/A | #N/A | #N/A | #N/A | #N/A | #N/A | #N/A | #N/A | #N/A | #N/A | #N/A | #N/A | #N/A | #N/A | #N/A
Koldfront | WAC18001W | (4) Without reverse cycle, with louvered sides, and 14,000 to 19,999 Btu/h | 18500 | 10.7 | No | 20000 | 14000 | (4) Without reverse cycle, with louvered sides, and 14,000 to 19,999 Btu/h | #N/A | #N/A | #N/A | #N/A | #N/A | #N/A | #N/A | #N/A | #N/A | #N/A | #N/A | #N/A | #N/A | #N/A | #N/A | #N/A | #N/A | #N/A | #N/A
Frigidaire | FFRH1822R2E (230V) | (4) Without reverse cycle, with louvered sides, and 14,000 to 19,999 Btu/h | 18500 | 10.7 | No | 20000 | 14000 | (4) Without reverse cycle, with louvered sides, and 14,000 to 19,999 Btu/h | #N/A | #N/A | #N/A | #N/A | #N/A | #N/A | #N/A | #N/A | #N/A | #N/A | #N/A | #N/A | #N/A | #N/A | #N/A | #N/A | #N/A | #N/A | #N/A
Keystone | KSTHW18A | (4) Without reverse cycle, with louvered sides, and 14,000 to 19,999 Btu/h | 18500 | 10.7 | Yes | 20000 | 14000 | (4) Without reverse cycle, with louvered sides, and 14,000 to 19,999 Btu/h | #N/A | #N/A | #N/A | #N/A | #N/A | #N/A | #N/A | #N/A | #N/A | #N/A | #N/A | #N/A | #N/A | #N/A | #N/A | #N/A | #N/A | #N/A | #N/A
Arctic Wind | 2AWCH18000 | (4) Without reverse cycle, with louvered sides, and 14,000 to 19,999 Btu/h | 18500 | 10.7 | Yes | 20000 | 14000 | (4) Without reverse cycle, with louvered sides, and 14,000 to 19,999 Btu/h | #N/A | #N/A | #N/A | #N/A | #N/A | #N/A | #N/A | #N/A | #N/A | #N/A | #N/A | #N/A | #N/A | #N/A | #N/A | #N/A | #N/A | #N/A | #N/A
Midea | MAW18H2ZWT | (4) Without reverse cycle, with louvered sides, and 14,000 to 19,999 Btu/h | 18500 | 10.7 | No | 20000 | 14000 | (4) Without reverse cycle, with louvered sides, and 14,000 to 19,999 Btu/h | #N/A | #N/A | #N/A | #N/A | #N/A | #N/A | #N/A | #N/A | #N/A | #N/A | #N/A | #N/A | #N/A | #N/A | #N/A | #N/A | #N/A | #N/A | #N/A
Seasons | SW18R2-H | (4) Without reverse cycle, with louvered sides, and 14,000 to 19,999 Btu/h | 18500 | 10.7 | No | 20000 | 14000 | (4) Without reverse cycle, with louvered sides, and 14,000 to 19,999 Btu/h | #N/A | #N/A | #N/A | #N/A | #N/A | #N/A | #N/A | #N/A | #N/A | #N/A | #N/A | #N/A | #N/A | #N/A | #N/A | #N/A | #N/A | #N/A | #N/A
Garrison | 314790694 | (4) Without reverse cycle, with louvered sides, and 14,000 to 19,999 Btu/h | 18500 | 10.7 | No | 20000 | 14000 | (4) Without reverse cycle, with louvered sides, and 14,000 to 19,999 Btu/h | #N/A | #N/A | #N/A | #N/A | #N/A | #N/A | #N/A | #N/A | #N/A | #N/A | #N/A | #N/A | #N/A | #N/A | #N/A | #N/A | #N/A | #N/A | #N/A
Perfect aire | 3PACH18000 | (4) Without reverse cycle, with louvered sides, and 14,000 to 19,999 Btu/h | 18500 | 10.7 | No | 20000 | 14000 | (4) Without reverse cycle, with louvered sides, and 14,000 to 19,999 Btu/h | #N/A | #N/A | #N/A | #N/A | #N/A | #N/A | #N/A | #N/A | #N/A | #N/A | #N/A | #N/A | #N/A | #N/A | #N/A | #N/A | #N/A | #N/A | #N/A
Global Industrial | 293079 | (4) Without reverse cycle, with louvered sides, and 14,000 to 19,999 Btu/h | 18500 | 10.7 | Yes | 20000 | 14000 | (4) Without reverse cycle, with louvered sides, and 14,000 to 19,999 Btu/h | #N/A | #N/A | #N/A | #N/A | #N/A | #N/A | #N/A | #N/A | #N/A | #N/A | #N/A | #N/A | #N/A | #N/A | #N/A | #N/A | #N/A | #N/A | #N/A
Sea Breeze | WH418ZRC | (4) Without reverse cycle, with louvered sides, and 14,000 to 19,999 Btu/h | 18500 | 10.7 | No | 20000 | 14000 | (4) Without reverse cycle, with louvered sides, and 14,000 to 19,999 Btu/h | #N/A | #N/A | #N/A | #N/A | #N/A | #N/A | #N/A | #N/A | #N/A | #N/A | #N/A | #N/A | #N/A | #N/A | #N/A | #N/A | #N/A | #N/A | #N/A
Frigidaire | FFRS0822S1E | (16) Casement-Slider | 8000 | 10.8 | Yes | 11000 | 8000 | (16) Casement-Slider | #N/A | #N/A | #N/A | #N/A | #N/A | #N/A | #N/A | #N/A | #N/A | #N/A | #N/A | #N/A | #N/A | #N/A | #N/A | #N/A | #N/A | #N/A | #N/A
Midea | MAW08C1AWT | (16) Casement-Slider | 8000 | 10.8 | No | 11000 | 8000 | (16) Casement-Slider | #N/A | #N/A | #N/A | #N/A | #N/A | #N/A | #N/A | #N/A | #N/A | #N/A | #N/A | #N/A | #N/A | #N/A | #N/A | #N/A | #N/A | #N/A | #N/A
Global Industrial | 293081 | (16) Casement-Slider | 8000 | 10.8 | No | 11000 | 8000 | (16) Casement-Slider | #N/A | #N/A | #N/A | #N/A | #N/A | #N/A | #N/A | #N/A | #N/A | #N/A | #N/A | #N/A | #N/A | #N/A | #N/A | #N/A | #N/A | #N/A | #N/A
Comfort Aire | CD-81Q | (16) Casement-Slider | 8000 | 10.8 | No | 11000 | 8000 | (16) Casement-Slider | #N/A | #N/A | #N/A | #N/A | #N/A | #N/A | #N/A | #N/A | #N/A | #N/A | #N/A | #N/A | #N/A | #N/A | #N/A | #N/A | #N/A | #N/A | #N/A
Gradient | RRHP02 | (11) With reverse cycle, with louvered sides, and less than 20,000 Btu/h | 8000 | 10.8 | No | 11000 | 8000 | (11) With reverse cycle, with louvered sides, and less than 20,000 Btu/h | #N/A | #N/A | #N/A | #N/A | #N/A | #N/A | #N/A | #N/A | #N/A | #N/A | #N/A | #N/A | #N/A | #N/A | #N/A | #N/A | #N/A | #N/A | #N/A
Frigidaire | FFRS0822S1 | (16) Casement-Slider | 8000 | 10.8 | No | 11000 | 8000 | (16) Casement-Slider | #N/A | #N/A | #N/A | #N/A | #N/A | #N/A | #N/A | #N/A | #N/A | #N/A | #N/A | #N/A | #N/A | #N/A | #N/A | #N/A | #N/A | #N/A | #N/A
Keystone | KSTSW08A | (16) Casement-Slider | 8000 | 10.8 | No | 11000 | 8000 | (16) Casement-Slider | #N/A | #N/A | #N/A | #N/A | #N/A | #N/A | #N/A | #N/A | #N/A | #N/A | #N/A | #N/A | #N/A | #N/A | #N/A | #N/A | #N/A | #N/A | #N/A
Friedrich | KHS10A10A | (11) With reverse cycle, with louvered sides, and less than 20,000 Btu/h | 10000 | 10.8 | Yes | 11000 | 8000 | (11) With reverse cycle, with louvered sides, and less than 20,000 Btu/h | #N/A | #N/A | #N/A | #N/A | #N/A | #N/A | #N/A | #N/A | #N/A | #N/A | #N/A | #N/A | #N/A | #N/A | #N/A | #N/A | #N/A | #N/A | #N/A
Soleusair | WS4-10EH7W-301 | (11) With reverse cycle, with louvered sides, and less than 20,000 Btu/h | 10100 | 10.8 | Yes | 11000 | 8000 | (11) With reverse cycle, with louvered sides, and less than 20,000 Btu/h | #N/A | #N/A | #N/A | #N/A | #N/A | #N/A | #N/A | #N/A | #N/A | #N/A | #N/A | #N/A | #N/A | #N/A | #N/A | #N/A | #N/A | #N/A | #N/A
Soleusair | WS4-10EHW-301 | (11) With reverse cycle, with louvered sides, and less than 20,000 Btu/h | 10100 | 10.8 | Yes | 11000 | 8000 | (11) With reverse cycle, with louvered sides, and less than 20,000 Btu/h | #N/A | #N/A | #N/A | #N/A | #N/A | #N/A | #N/A | #N/A | #N/A | #N/A | #N/A | #N/A | #N/A | #N/A | #N/A | #N/A | #N/A | #N/A | #N/A
Soleusair | W*5-10EHW-### | (11) With reverse cycle, with louvered sides, and less than 20,000 Btu/h | 10100 | 10.8 | No | 11000 | 8000 | (11) With reverse cycle, with louvered sides, and less than 20,000 Btu/h | #N/A | #N/A | #N/A | #N/A | #N/A | #N/A | #N/A | #N/A | #N/A | #N/A | #N/A | #N/A | #N/A | #N/A | #N/A | #N/A | #N/A | #N/A | #N/A
MobilComfort | MCSD5-10HW7 | (11) With reverse cycle, with louvered sides, and less than 20,000 Btu/h | 10100 | 10.8 | No | 11000 | 8000 | (11) With reverse cycle, with louvered sides, and less than 20,000 Btu/h | #N/A | #N/A | #N/A | #N/A | #N/A | #N/A | #N/A | #N/A | #N/A | #N/A | #N/A | #N/A | #N/A | #N/A | #N/A | #N/A | #N/A | #N/A | #N/A
MobilComfort | MCSD5-10HW | (11) With reverse cycle, with louvered sides, and less than 20,000 Btu/h | 10100 | 10.8 | No | 11000 | 8000 | (11) With reverse cycle, with louvered sides, and less than 20,000 Btu/h | #N/A | #N/A | #N/A | #N/A | #N/A | #N/A | #N/A | #N/A | #N/A | #N/A | #N/A | #N/A | #N/A | #N/A | #N/A | #N/A | #N/A | #N/A | #N/A
OSLO | OSHB5-10HW | (11) With reverse cycle, with louvered sides, and less than 20,000 Btu/h | 10100 | 10.8 | Yes | 11000 | 8000 | (11) With reverse cycle, with louvered sides, and less than 20,000 Btu/h | #N/A | #N/A | #N/A | #N/A | #N/A | #N/A | #N/A | #N/A | #N/A | #N/A | #N/A | #N/A | #N/A | #N/A | #N/A | #N/A | #N/A | #N/A | #N/A
Soleusair | W*5-10EH7W-### | (11) With reverse cycle, with louvered sides, and less than 20,000 Btu/h | 10100 | 10.8 | No | 11000 | 8000 | (11) With reverse cycle, with louvered sides, and less than 20,000 Btu/h | #N/A | #N/A | #N/A | #N/A | #N/A | #N/A | #N/A | #N/A | #N/A | #N/A | #N/A | #N/A | #N/A | #N/A | #N/A | #N/A | #N/A | #N/A | #N/A
OSLO | OSHB5-10H7 | (11) With reverse cycle, with louvered sides, and less than 20,000 Btu/h | 10100 | 10.8 | No | 11000 | 8000 | (11) With reverse cycle, with louvered sides, and less than 20,000 Btu/h | #N/A | #N/A | #N/A | #N/A | #N/A | #N/A | #N/A | #N/A | #N/A | #N/A | #N/A | #N/A | #N/A | #N/A | #N/A | #N/A | #N/A | #N/A | #N/A
OSLO | OSHB-10HW | (11) With reverse cycle, with louvered sides, and less than 20,000 Btu/h | 10100 | 10.8 | No | 11000 | 8000 | (11) With reverse cycle, with louvered sides, and less than 20,000 Btu/h | #N/A | #N/A | #N/A | #N/A | #N/A | #N/A | #N/A | #N/A | #N/A | #N/A | #N/A | #N/A | #N/A | #N/A | #N/A | #N/A | #N/A | #N/A | #N/A
Friedrich | KHS12A33A | (11) With reverse cycle, with louvered sides, and less than 20,000 Btu/h | 12000 | 10.8 | No | 14000 | 11000 | (11) With reverse cycle, with louvered sides, and less than 20,000 Btu/h | #N/A | #N/A | #N/A | #N/A | #N/A | #N/A | #N/A | #N/A | #N/A | #N/A | #N/A | #N/A | #N/A | #N/A | #N/A | #N/A | #N/A | #N/A | #N/A
Friedrich | KHM18A34A | (11) With reverse cycle, with louvered sides, and less than 20,000 Btu/h | 17500 | 10.8 | No | 20000 | 14000 | (11) With reverse cycle, with louvered sides, and less than 20,000 Btu/h | #N/A | #N/A | #N/A | #N/A | #N/A | #N/A | #N/A | #N/A | #N/A | #N/A | #N/A | #N/A | #N/A | #N/A | #N/A | #N/A | #N/A | #N/A | #N/A
Brothers | 102053 | (3) Without reverse cycle, with louvered sides, and 8,000 to 13,999 Btu/h | 8000 | 10.9 | Yes | 11000 | 8000 | (3) Without reverse cycle, with louvered sides, and 8,000 to 13,999 Btu/h | #N/A | #N/A | #N/A | #N/A | #N/A | #N/A | #N/A | #N/A | #N/A | #N/A | #N/A | #N/A | #N/A | #N/A | #N/A | #N/A | #N/A | #N/A | #N/A
Frigidaire | FFRA0811U1 | (3) Without reverse cycle, with louvered sides, and 8,000 to 13,999 Btu/h | 8000 | 10.9 | No | 11000 | 8000 | (3) Without reverse cycle, with louvered sides, and 8,000 to 13,999 Btu/h | #N/A | #N/A | #N/A | #N/A | #N/A | #N/A | #N/A | #N/A | #N/A | #N/A | #N/A | #N/A | #N/A | #N/A | #N/A | #N/A | #N/A | #N/A | #N/A
Frigidaire | FHWW082WCE | (3) Without reverse cycle, with louvered sides, and 8,000 to 13,999 Btu/h | 8000 | 10.9 | Yes | 11000 | 8000 | (3) Without reverse cycle, with louvered sides, and 8,000 to 13,999 Btu/h | #N/A | #N/A | #N/A | #N/A | #N/A | #N/A | #N/A | #N/A | #N/A | #N/A | #N/A | #N/A | #N/A | #N/A | #N/A | #N/A | #N/A | #N/A | #N/A
Frigidaire | FFRA0811R1E | (3) Without reverse cycle, with louvered sides, and 8,000 to 13,999 Btu/h | 8000 | 10.9 | Yes | 11000 | 8000 | (3) Without reverse cycle, with louvered sides, and 8,000 to 13,999 Btu/h | #N/A | #N/A | #N/A | #N/A | #N/A | #N/A | #N/A | #N/A | #N/A | #N/A | #N/A | #N/A | #N/A | #N/A | #N/A | #N/A | #N/A | #N/A | #N/A
Keystone | KSTHW08A | (3) Without reverse cycle, with louvered sides, and 8,000 to 13,999 Btu/h | 8000 | 10.9 | No | 11000 | 8000 | (3) Without reverse cycle, with louvered sides, and 8,000 to 13,999 Btu/h | #N/A | #N/A | #N/A | #N/A | #N/A | #N/A | #N/A | #N/A | #N/A | #N/A | #N/A | #N/A | #N/A | #N/A | #N/A | #N/A | #N/A | #N/A | #N/A
Arctic Wind | 2AWNC8000 | (3) Without reverse cycle, with louvered sides, and 8,000 to 13,999 Btu/h | 8000 | 10.9 | No | 11000 | 8000 | (3) Without reverse cycle, with louvered sides, and 8,000 to 13,999 Btu/h | #N/A | #N/A | #N/A | #N/A | #N/A | #N/A | #N/A | #N/A | #N/A | #N/A | #N/A | #N/A | #N/A | #N/A | #N/A | #N/A | #N/A | #N/A | #N/A
Arctic King | KAW08R1AWT | (3) Without reverse cycle, with louvered sides, and 8,000 to 13,999 Btu/h | 8000 | 10.9 | No | 11000 | 8000 | (3) Without reverse cycle, with louvered sides, and 8,000 to 13,999 Btu/h | #N/A | #N/A | #N/A | #N/A | #N/A | #N/A | #N/A | #N/A | #N/A | #N/A | #N/A | #N/A | #N/A | #N/A | #N/A | #N/A | #N/A | #N/A | #N/A
Hisense | AW0821DR1W | (3) Without reverse cycle, with louvered sides, and 8,000 to 13,999 Btu/h | 8000 | 10.9 | No | 11000 | 8000 | (3) Without reverse cycle, with louvered sides, and 8,000 to 13,999 Btu/h | #N/A | #N/A | #N/A | #N/A | #N/A | #N/A | #N/A | #N/A | #N/A | #N/A | #N/A | #N/A | #N/A | #N/A | #N/A | #N/A | #N/A | #N/A | #N/A
Hisense | AW-08DR1SVGU10 | (3) Without reverse cycle, with louvered sides, and 8,000 to 13,999 Btu/h | 8000 | 10.9 | No | 11000 | 8000 | (3) Without reverse cycle, with louvered sides, and 8,000 to 13,999 Btu/h | #N/A | #N/A | #N/A | #N/A | #N/A | #N/A | #N/A | #N/A | #N/A | #N/A | #N/A | #N/A | #N/A | #N/A | #N/A | #N/A | #N/A | #N/A | #N/A
Garrison | 2477801 | (3) Without reverse cycle, with louvered sides, and 8,000 to 13,999 Btu/h | 8000 | 10.9 | Yes | 11000 | 8000 | (3) Without reverse cycle, with louvered sides, and 8,000 to 13,999 Btu/h | #N/A | #N/A | #N/A | #N/A | #N/A | #N/A | #N/A | #N/A | #N/A | #N/A | #N/A | #N/A | #N/A | #N/A | #N/A | #N/A | #N/A | #N/A | #N/A
ARCTIC WIND | 1AW8000DA | (3) Without reverse cycle, with louvered sides, and 8,000 to 13,999 Btu/h | 8000 | 10.9 | No | 11000 | 8000 | (3) Without reverse cycle, with louvered sides, and 8,000 to 13,999 Btu/h | #N/A | #N/A | #N/A | #N/A | #N/A | #N/A | #N/A | #N/A | #N/A | #N/A | #N/A | #N/A | #N/A | #N/A | #N/A | #N/A | #N/A | #N/A | #N/A
GREE | GJC08BK-A6NRNE2F | (3) Without reverse cycle, with louvered sides, and 8,000 to 13,999 Btu/h | 8000 | 10.9 | Yes | 11000 | 8000 | (3) Without reverse cycle, with louvered sides, and 8,000 to 13,999 Btu/h | #N/A | #N/A | #N/A | #N/A | #N/A | #N/A | #N/A | #N/A | #N/A | #N/A | #N/A | #N/A | #N/A | #N/A | #N/A | #N/A | #N/A | #N/A | #N/A
July | WACB8R3V03 | (3) Without reverse cycle, with louvered sides, and 8,000 to 13,999 Btu/h | 8000 | 10.9 | No | 11000 | 8000 | (3) Without reverse cycle, with louvered sides, and 8,000 to 13,999 Btu/h | #N/A | #N/A | #N/A | #N/A | #N/A | #N/A | #N/A | #N/A | #N/A | #N/A | #N/A | #N/A | #N/A | #N/A | #N/A | #N/A | #N/A | #N/A | #N/A
Koldfront | WAC8001W | (3) Without reverse cycle, with louvered sides, and 8,000 to 13,999 Btu/h | 8000 | 10.9 | Yes | 11000 | 8000 | (3) Without reverse cycle, with louvered sides, and 8,000 to 13,999 Btu/h | #N/A | #N/A | #N/A | #N/A | #N/A | #N/A | #N/A | #N/A | #N/A | #N/A | #N/A | #N/A | #N/A | #N/A | #N/A | #N/A | #N/A | #N/A | #N/A
Frigidaire | FFRA082ZA1 | (3) Without reverse cycle, with louvered sides, and 8,000 to 13,999 Btu/h | 8000 | 10.9 | No | 11000 | 8000 | (3) Without reverse cycle, with louvered sides, and 8,000 to 13,999 Btu/h | #N/A | #N/A | #N/A | #N/A | #N/A | #N/A | #N/A | #N/A | #N/A | #N/A | #N/A | #N/A | #N/A | #N/A | #N/A | #N/A | #N/A | #N/A | #N/A
Frigidaire | FFRA0822U1E | (3) Without reverse cycle, with louvered sides, and 8,000 to 13,999 Btu/h | 8000 | 10.9 | No | 11000 | 8000 | (3) Without reverse cycle, with louvered sides, and 8,000 to 13,999 Btu/h | #N/A | #N/A | #N/A | #N/A | #N/A | #N/A | #N/A | #N/A | #N/A | #N/A | #N/A | #N/A | #N/A | #N/A | #N/A | #N/A | #N/A | #N/A | #N/A
Frigidaire | FFRA0822U1 | (3) Without reverse cycle, with louvered sides, and 8,000 to 13,999 Btu/h | 8000 | 10.9 | No | 11000 | 8000 | (3) Without reverse cycle, with louvered sides, and 8,000 to 13,999 Btu/h | #N/A | #N/A | #N/A | #N/A | #N/A | #N/A | #N/A | #N/A | #N/A | #N/A | #N/A | #N/A | #N/A | #N/A | #N/A | #N/A | #N/A | #N/A | #N/A
Frigidaire | FFRA0811U1E | (3) Without reverse cycle, with louvered sides, and 8,000 to 13,999 Btu/h | 8000 | 10.9 | No | 11000 | 8000 | (3) Without reverse cycle, with louvered sides, and 8,000 to 13,999 Btu/h | #N/A | #N/A | #N/A | #N/A | #N/A | #N/A | #N/A | #N/A | #N/A | #N/A | #N/A | #N/A | #N/A | #N/A | #N/A | #N/A | #N/A | #N/A | #N/A
Frigidaire | FFRA082WAE | (3) Without reverse cycle, with louvered sides, and 8,000 to 13,999 Btu/h | 8000 | 10.9 | No | 11000 | 8000 | (3) Without reverse cycle, with louvered sides, and 8,000 to 13,999 Btu/h | #N/A | #N/A | #N/A | #N/A | #N/A | #N/A | #N/A | #N/A | #N/A | #N/A | #N/A | #N/A | #N/A | #N/A | #N/A | #N/A | #N/A | #N/A | #N/A
Coast Air | CEG-081A | (3) Without reverse cycle, with louvered sides, and 8,000 to 13,999 Btu/h | 8000 | 10.9 | Yes | 11000 | 8000 | (3) Without reverse cycle, with louvered sides, and 8,000 to 13,999 Btu/h | #N/A | #N/A | #N/A | #N/A | #N/A | #N/A | #N/A | #N/A | #N/A | #N/A | #N/A | #N/A | #N/A | #N/A | #N/A | #N/A | #N/A | #N/A | #N/A
Seasons | SW08R1-H | (3) Without reverse cycle, with louvered sides, and 8,000 to 13,999 Btu/h | 8000 | 10.9 | Yes | 11000 | 8000 | (3) Without reverse cycle, with louvered sides, and 8,000 to 13,999 Btu/h | #N/A | #N/A | #N/A | #N/A | #N/A | #N/A | #N/A | #N/A | #N/A | #N/A | #N/A | #N/A | #N/A | #N/A | #N/A | #N/A | #N/A | #N/A | #N/A
Perfect aire | 3PACH8000 | (3) Without reverse cycle, with louvered sides, and 8,000 to 13,999 Btu/h | 8000 | 10.9 | No | 11000 | 8000 | (3) Without reverse cycle, with louvered sides, and 8,000 to 13,999 Btu/h | #N/A | #N/A | #N/A | #N/A | #N/A | #N/A | #N/A | #N/A | #N/A | #N/A | #N/A | #N/A | #N/A | #N/A | #N/A | #N/A | #N/A | #N/A | #N/A
GREE | GJC08BK-A6NRNC5C | (3) Without reverse cycle, with louvered sides, and 8,000 to 13,999 Btu/h | 8000 | 10.9 | Yes | 11000 | 8000 | (3) Without reverse cycle, with louvered sides, and 8,000 to 13,999 Btu/h | #N/A | #N/A | #N/A | #N/A | #N/A | #N/A | #N/A | #N/A | #N/A | #N/A | #N/A | #N/A | #N/A | #N/A | #N/A | #N/A | #N/A | #N/A | #N/A
Montgomery Ward | ACE8005MW-B | (3) Without reverse cycle, with louvered sides, and 8,000 to 13,999 Btu/h | 8000 | 10.9 | No | 11000 | 8000 | (3) Without reverse cycle, with louvered sides, and 8,000 to 13,999 Btu/h | #N/A | #N/A | #N/A | #N/A | #N/A | #N/A | #N/A | #N/A | #N/A | #N/A | #N/A | #N/A | #N/A | #N/A | #N/A | #N/A | #N/A | #N/A | #N/A
TCL | H8W24W | (3) Without reverse cycle, with louvered sides, and 8,000 to 13,999 Btu/h | 8000 | 10.9 | No | 11000 | 8000 | (3) Without reverse cycle, with louvered sides, and 8,000 to 13,999 Btu/h | #N/A | #N/A | #N/A | #N/A | #N/A | #N/A | #N/A | #N/A | #N/A | #N/A | #N/A | #N/A | #N/A | #N/A | #N/A | #N/A | #N/A | #N/A | #N/A
Frigidaire | FFRA082WA1 | (3) Without reverse cycle, with louvered sides, and 8,000 to 13,999 Btu/h | 8000 | 10.9 | No | 11000 | 8000 | (3) Without reverse cycle, with louvered sides, and 8,000 to 13,999 Btu/h | #N/A | #N/A | #N/A | #N/A | #N/A | #N/A | #N/A | #N/A | #N/A | #N/A | #N/A | #N/A | #N/A | #N/A | #N/A | #N/A | #N/A | #N/A | #N/A
Frigidaire | FFRA081ZAE | (3) Without reverse cycle, with louvered sides, and 8,000 to 13,999 Btu/h | 8000 | 10.9 | Yes | 11000 | 8000 | (3) Without reverse cycle, with louvered sides, and 8,000 to 13,999 Btu/h | #N/A | #N/A | #N/A | #N/A | #N/A | #N/A | #N/A | #N/A | #N/A | #N/A | #N/A | #N/A | #N/A | #N/A | #N/A | #N/A | #N/A | #N/A | #N/A
Frigidaire | FFRA0811R1 | (3) Without reverse cycle, with louvered sides, and 8,000 to 13,999 Btu/h | 8000 | 10.9 | Yes | 11000 | 8000 | (3) Without reverse cycle, with louvered sides, and 8,000 to 13,999 Btu/h | #N/A | #N/A | #N/A | #N/A | #N/A | #N/A | #N/A | #N/A | #N/A | #N/A | #N/A | #N/A | #N/A | #N/A | #N/A | #N/A | #N/A | #N/A | #N/A
Frigidaire | FFRA0822R1 | (3) Without reverse cycle, with louvered sides, and 8,000 to 13,999 Btu/h | 8000 | 10.9 | No | 11000 | 8000 | (3) Without reverse cycle, with louvered sides, and 8,000 to 13,999 Btu/h | #N/A | #N/A | #N/A | #N/A | #N/A | #N/A | #N/A | #N/A | #N/A | #N/A | #N/A | #N/A | #N/A | #N/A | #N/A | #N/A | #N/A | #N/A | #N/A
Crosley | CAMHE08B1 | (3) Without reverse cycle, with louvered sides, and 8,000 to 13,999 Btu/h | 8000 | 10.9 | No | 11000 | 8000 | (3) Without reverse cycle, with louvered sides, and 8,000 to 13,999 Btu/h | #N/A | #N/A | #N/A | #N/A | #N/A | #N/A | #N/A | #N/A | #N/A | #N/A | #N/A | #N/A | #N/A | #N/A | #N/A | #N/A | #N/A | #N/A | #N/A
Keystone | KSTAW08BE | (3) Without reverse cycle, with louvered sides, and 8,000 to 13,999 Btu/h | 8000 | 10.9 | No | 11000 | 8000 | (3) Without reverse cycle, with louvered sides, and 8,000 to 13,999 Btu/h | #N/A | #N/A | #N/A | #N/A | #N/A | #N/A | #N/A | #N/A | #N/A | #N/A | #N/A | #N/A | #N/A | #N/A | #N/A | #N/A | #N/A | #N/A | #N/A
Impecca | IWA08-KR15 | (3) Without reverse cycle, with louvered sides, and 8,000 to 13,999 Btu/h | 8000 | 10.9 | Yes | 11000 | 8000 | (3) Without reverse cycle, with louvered sides, and 8,000 to 13,999 Btu/h | #N/A | #N/A | #N/A | #N/A | #N/A | #N/A | #N/A | #N/A | #N/A | #N/A | #N/A | #N/A | #N/A | #N/A | #N/A | #N/A | #N/A | #N/A | #N/A
MAGNAVOX | W-08CR3 | (3) Without reverse cycle, with louvered sides, and 8,000 to 13,999 Btu/h | 8000 | 10.9 | Yes | 11000 | 8000 | (3) Without reverse cycle, with louvered sides, and 8,000 to 13,999 Btu/h | #N/A | #N/A | #N/A | #N/A | #N/A | #N/A | #N/A | #N/A | #N/A | #N/A | #N/A | #N/A | #N/A | #N/A | #N/A | #N/A | #N/A | #N/A | #N/A
Ocean Breeze | OBZ-08CR3 | (3) Without reverse cycle, with louvered sides, and 8,000 to 13,999 Btu/h | 8000 | 10.9 | Yes | 11000 | 8000 | (3) Without reverse cycle, with louvered sides, and 8,000 to 13,999 Btu/h | #N/A | #N/A | #N/A | #N/A | #N/A | #N/A | #N/A | #N/A | #N/A | #N/A | #N/A | #N/A | #N/A | #N/A | #N/A | #N/A | #N/A | #N/A | #N/A
Comfort Aire | REG-81M | (3) Without reverse cycle, with louvered sides, and 8,000 to 13,999 Btu/h | 8000 | 10.9 | No | 11000 | 8000 | (3) Without reverse cycle, with louvered sides, and 8,000 to 13,999 Btu/h | #N/A | #N/A | #N/A | #N/A | #N/A | #N/A | #N/A | #N/A | #N/A | #N/A | #N/A | #N/A | #N/A | #N/A | #N/A | #N/A | #N/A | #N/A | #N/A
Midea | MAW08H1ZWT | (3) Without reverse cycle, with louvered sides, and 8,000 to 13,999 Btu/h | 8000 | 10.9 | Yes | 11000 | 8000 | (3) Without reverse cycle, with louvered sides, and 8,000 to 13,999 Btu/h | #N/A | #N/A | #N/A | #N/A | #N/A | #N/A | #N/A | #N/A | #N/A | #N/A | #N/A | #N/A | #N/A | #N/A | #N/A | #N/A | #N/A | #N/A | #N/A
EMERSON QUIET KOOL | EBRE8RD1 | (3) Without reverse cycle, with louvered sides, and 8,000 to 13,999 Btu/h | 8000 | 10.9 | Yes | 11000 | 8000 | (3) Without reverse cycle, with louvered sides, and 8,000 to 13,999 Btu/h | #N/A | #N/A | #N/A | #N/A | #N/A | #N/A | #N/A | #N/A | #N/A | #N/A | #N/A | #N/A | #N/A | #N/A | #N/A | #N/A | #N/A | #N/A | #N/A
Perfect aire | 4PNC8000 | (3) Without reverse cycle, with louvered sides, and 8,000 to 13,999 Btu/h | 8000 | 10.9 | No | 11000 | 8000 | (3) Without reverse cycle, with louvered sides, and 8,000 to 13,999 Btu/h | #N/A | #N/A | #N/A | #N/A | #N/A | #N/A | #N/A | #N/A | #N/A | #N/A | #N/A | #N/A | #N/A | #N/A | #N/A | #N/A | #N/A | #N/A | #N/A
July | W2B8R3E001 | (3) Without reverse cycle, with louvered sides, and 8,000 to 13,999 Btu/h | 8000 | 10.9 | No | 11000 | 8000 | (3) Without reverse cycle, with louvered sides, and 8,000 to 13,999 Btu/h | #N/A | #N/A | #N/A | #N/A | #N/A | #N/A | #N/A | #N/A | #N/A | #N/A | #N/A | #N/A | #N/A | #N/A | #N/A | #N/A | #N/A | #N/A | #N/A
Sea Breeze | WH48YRC | (3) Without reverse cycle, with louvered sides, and 8,000 to 13,999 Btu/h | 8000 | 10.9 | No | 11000 | 8000 | (3) Without reverse cycle, with louvered sides, and 8,000 to 13,999 Btu/h | #N/A | #N/A | #N/A | #N/A | #N/A | #N/A | #N/A | #N/A | #N/A | #N/A | #N/A | #N/A | #N/A | #N/A | #N/A | #N/A | #N/A | #N/A | #N/A
HISENSE | AW0822DR1W | (3) Without reverse cycle, with louvered sides, and 8,000 to 13,999 Btu/h | 8100 | 10.9 | No | 11000 | 8000 | (3) Without reverse cycle, with louvered sides, and 8,000 to 13,999 Btu/h | #N/A | #N/A | #N/A | #N/A | #N/A | #N/A | #N/A | #N/A | #N/A | #N/A | #N/A | #N/A | #N/A | #N/A | #N/A | #N/A | #N/A | #N/A | #N/A
ARCTIC WIND | 2AW8000DA | (3) Without reverse cycle, with louvered sides, and 8,000 to 13,999 Btu/h | 8100 | 10.9 | Yes | 11000 | 8000 | (3) Without reverse cycle, with louvered sides, and 8,000 to 13,999 Btu/h | #N/A | #N/A | #N/A | #N/A | #N/A | #N/A | #N/A | #N/A | #N/A | #N/A | #N/A | #N/A | #N/A | #N/A | #N/A | #N/A | #N/A | #N/A | #N/A
Montgomery Ward | ACE8005MW-B | (3) Without reverse cycle, with louvered sides, and 8,000 to 13,999 Btu/h | 8100 | 10.9 | No | 11000 | 8000 | (3) Without reverse cycle, with louvered sides, and 8,000 to 13,999 Btu/h | #N/A | #N/A | #N/A | #N/A | #N/A | #N/A | #N/A | #N/A | #N/A | #N/A | #N/A | #N/A | #N/A | #N/A | #N/A | #N/A | #N/A | #N/A | #N/A
GE | AEE08AT** | (3) Without reverse cycle, with louvered sides, and 8,000 to 13,999 Btu/h | 8100 | 10.9 | Yes | 11000 | 8000 | (3) Without reverse cycle, with louvered sides, and 8,000 to 13,999 Btu/h | #N/A | #N/A | #N/A | #N/A | #N/A | #N/A | #N/A | #N/A | #N/A | #N/A | #N/A | #N/A | #N/A | #N/A | #N/A | #N/A | #N/A | #N/A | #N/A
RCA | RACE8002E-F | (3) Without reverse cycle, with louvered sides, and 8,000 to 13,999 Btu/h | 8100 | 10.9 | Yes | 11000 | 8000 | (3) Without reverse cycle, with louvered sides, and 8,000 to 13,999 Btu/h | #N/A | #N/A | #N/A | #N/A | #N/A | #N/A | #N/A | #N/A | #N/A | #N/A | #N/A | #N/A | #N/A | #N/A | #N/A | #N/A | #N/A | #N/A | #N/A
GE | AHE08AZ** | (3) Without reverse cycle, with louvered sides, and 8,000 to 13,999 Btu/h | 8200 | 10.9 | No | 11000 | 8000 | (3) Without reverse cycle, with louvered sides, and 8,000 to 13,999 Btu/h | #N/A | #N/A | #N/A | #N/A | #N/A | #N/A | #N/A | #N/A | #N/A | #N/A | #N/A | #N/A | #N/A | #N/A | #N/A | #N/A | #N/A | #N/A | #N/A
Friedrich | KCQ10A10B | (3) Without reverse cycle, with louvered sides, and 8,000 to 13,999 Btu/h | 9700 | 10.9 | Yes | 11000 | 8000 | (3) Without reverse cycle, with louvered sides, and 8,000 to 13,999 Btu/h | #N/A | #N/A | #N/A | #N/A | #N/A | #N/A | #N/A | #N/A | #N/A | #N/A | #N/A | #N/A | #N/A | #N/A | #N/A | #N/A | #N/A | #N/A | #N/A
Brothers | 102073 | (3) Without reverse cycle, with louvered sides, and 8,000 to 13,999 Btu/h | 10000 | 10.9 | No | 11000 | 8000 | (3) Without reverse cycle, with louvered sides, and 8,000 to 13,999 Btu/h | #N/A | #N/A | #N/A | #N/A | #N/A | #N/A | #N/A | #N/A | #N/A | #N/A | #N/A | #N/A | #N/A | #N/A | #N/A | #N/A | #N/A | #N/A | #N/A
Frigidaire | FFRA102WA1 | (3) Without reverse cycle, with louvered sides, and 8,000 to 13,999 Btu/h | 10000 | 10.9 | Yes | 11000 | 8000 | (3) Without reverse cycle, with louvered sides, and 8,000 to 13,999 Btu/h | #N/A | #N/A | #N/A | #N/A | #N/A | #N/A | #N/A | #N/A | #N/A | #N/A | #N/A | #N/A | #N/A | #N/A | #N/A | #N/A | #N/A | #N/A | #N/A
Frigidaire | FFRA102WAE | (3) Without reverse cycle, with louvered sides, and 8,000 to 13,999 Btu/h | 10000 | 10.9 | No | 11000 | 8000 | (3) Without reverse cycle, with louvered sides, and 8,000 to 13,999 Btu/h | #N/A | #N/A | #N/A | #N/A | #N/A | #N/A | #N/A | #N/A | #N/A | #N/A | #N/A | #N/A | #N/A | #N/A | #N/A | #N/A | #N/A | #N/A | #N/A
Keystone | KSTAW10BE | (3) Without reverse cycle, with louvered sides, and 8,000 to 13,999 Btu/h | 10000 | 10.9 | No | 11000 | 8000 | (3) Without reverse cycle, with louvered sides, and 8,000 to 13,999 Btu/h | #N/A | #N/A | #N/A | #N/A | #N/A | #N/A | #N/A | #N/A | #N/A | #N/A | #N/A | #N/A | #N/A | #N/A | #N/A | #N/A | #N/A | #N/A | #N/A
ARCTIC WIND | 3AW10000DA | (3) Without reverse cycle, with louvered sides, and 8,000 to 13,999 Btu/h | 10000 | 10.9 | Yes | 11000 | 8000 | (3) Without reverse cycle, with louvered sides, and 8,000 to 13,999 Btu/h | #N/A | #N/A | #N/A | #N/A | #N/A | #N/A | #N/A | #N/A | #N/A | #N/A | #N/A | #N/A | #N/A | #N/A | #N/A | #N/A | #N/A | #N/A | #N/A
Frigidaire | FHWW102WCE | (3) Without reverse cycle, with louvered sides, and 8,000 to 13,999 Btu/h | 10000 | 10.9 | Yes | 11000 | 8000 | (3) Without reverse cycle, with louvered sides, and 8,000 to 13,999 Btu/h | #N/A | #N/A | #N/A | #N/A | #N/A | #N/A | #N/A | #N/A | #N/A | #N/A | #N/A | #N/A | #N/A | #N/A | #N/A | #N/A | #N/A | #N/A | #N/A
Frigidaire | FFRA1011R1E | (3) Without reverse cycle, with louvered sides, and 8,000 to 13,999 Btu/h | 10000 | 10.9 | No | 11000 | 8000 | (3) Without reverse cycle, with louvered sides, and 8,000 to 13,999 Btu/h | #N/A | #N/A | #N/A | #N/A | #N/A | #N/A | #N/A | #N/A | #N/A | #N/A | #N/A | #N/A | #N/A | #N/A | #N/A | #N/A | #N/A | #N/A | #N/A
Frigidaire | FFRA1022R1 | (3) Without reverse cycle, with louvered sides, and 8,000 to 13,999 Btu/h | 10000 | 10.9 | No | 11000 | 8000 | (3) Without reverse cycle, with louvered sides, and 8,000 to 13,999 Btu/h | #N/A | #N/A | #N/A | #N/A | #N/A | #N/A | #N/A | #N/A | #N/A | #N/A | #N/A | #N/A | #N/A | #N/A | #N/A | #N/A | #N/A | #N/A | #N/A
Impecca | IWA10-KR15 | (3) Without reverse cycle, with louvered sides, and 8,000 to 13,999 Btu/h | 10000 | 10.9 | No | 11000 | 8000 | (3) Without reverse cycle, with louvered sides, and 8,000 to 13,999 Btu/h | #N/A | #N/A | #N/A | #N/A | #N/A | #N/A | #N/A | #N/A | #N/A | #N/A | #N/A | #N/A | #N/A | #N/A | #N/A | #N/A | #N/A | #N/A | #N/A
ARCTIC WIND | 2AW10000DA | (3) Without reverse cycle, with louvered sides, and 8,000 to 13,999 Btu/h | 10000 | 10.9 | Yes | 11000 | 8000 | (3) Without reverse cycle, with louvered sides, and 8,000 to 13,999 Btu/h | #N/A | #N/A | #N/A | #N/A | #N/A | #N/A | #N/A | #N/A | #N/A | #N/A | #N/A | #N/A | #N/A | #N/A | #N/A | #N/A | #N/A | #N/A | #N/A
Perfect aire | 4PNC10000 | (3) Without reverse cycle, with louvered sides, and 8,000 to 13,999 Btu/h | 10000 | 10.9 | No | 11000 | 8000 | (3) Without reverse cycle, with louvered sides, and 8,000 to 13,999 Btu/h | #N/A | #N/A | #N/A | #N/A | #N/A | #N/A | #N/A | #N/A | #N/A | #N/A | #N/A | #N/A | #N/A | #N/A | #N/A | #N/A | #N/A | #N/A | #N/A
COSTWAY | FP10138UC-WH | (3) Without reverse cycle, with louvered sides, and 8,000 to 13,999 Btu/h | 10000 | 10.9 | Yes | 11000 | 8000 | (3) Without reverse cycle, with louvered sides, and 8,000 to 13,999 Btu/h | #N/A | #N/A | #N/A | #N/A | #N/A | #N/A | #N/A | #N/A | #N/A | #N/A | #N/A | #N/A | #N/A | #N/A | #N/A | #N/A | #N/A | #N/A | #N/A
TCL | H10W24W | (3) Without reverse cycle, with louvered sides, and 8,000 to 13,999 Btu/h | 10000 | 10.9 | No | 11000 | 8000 | (3) Without reverse cycle, with louvered sides, and 8,000 to 13,999 Btu/h | #N/A | #N/A | #N/A | #N/A | #N/A | #N/A | #N/A | #N/A | #N/A | #N/A | #N/A | #N/A | #N/A | #N/A | #N/A | #N/A | #N/A | #N/A | #N/A
Frigidaire | FFRA1011R1 | (3) Without reverse cycle, with louvered sides, and 8,000 to 13,999 Btu/h | 10000 | 10.9 | No | 11000 | 8000 | (3) Without reverse cycle, with louvered sides, and 8,000 to 13,999 Btu/h | #N/A | #N/A | #N/A | #N/A | #N/A | #N/A | #N/A | #N/A | #N/A | #N/A | #N/A | #N/A | #N/A | #N/A | #N/A | #N/A | #N/A | #N/A | #N/A
Frigidaire | FFRA1022R1E | (3) Without reverse cycle, with louvered sides, and 8,000 to 13,999 Btu/h | 10000 | 10.9 | No | 11000 | 8000 | (3) Without reverse cycle, with louvered sides, and 8,000 to 13,999 Btu/h | #N/A | #N/A | #N/A | #N/A | #N/A | #N/A | #N/A | #N/A | #N/A | #N/A | #N/A | #N/A | #N/A | #N/A | #N/A | #N/A | #N/A | #N/A | #N/A
Arctic Wind | 2AWNC10000 | (3) Without reverse cycle, with louvered sides, and 8,000 to 13,999 Btu/h | 10000 | 10.9 | Yes | 11000 | 8000 | (3) Without reverse cycle, with louvered sides, and 8,000 to 13,999 Btu/h | #N/A | #N/A | #N/A | #N/A | #N/A | #N/A | #N/A | #N/A | #N/A | #N/A | #N/A | #N/A | #N/A | #N/A | #N/A | #N/A | #N/A | #N/A | #N/A
GREE | GJC10BL-A6NRNC5G | (3) Without reverse cycle, with louvered sides, and 8,000 to 13,999 Btu/h | 10000 | 10.9 | No | 11000 | 8000 | (3) Without reverse cycle, with louvered sides, and 8,000 to 13,999 Btu/h | #N/A | #N/A | #N/A | #N/A | #N/A | #N/A | #N/A | #N/A | #N/A | #N/A | #N/A | #N/A | #N/A | #N/A | #N/A | #N/A | #N/A | #N/A | #N/A
GREE | GJC10BL-A6NRNE2S | (3) Without reverse cycle, with louvered sides, and 8,000 to 13,999 Btu/h | 10000 | 10.9 | No | 11000 | 8000 | (3) Without reverse cycle, with louvered sides, and 8,000 to 13,999 Btu/h | #N/A | #N/A | #N/A | #N/A | #N/A | #N/A | #N/A | #N/A | #N/A | #N/A | #N/A | #N/A | #N/A | #N/A | #N/A | #N/A | #N/A | #N/A | #N/A
RCA | RACE1003 | (3) Without reverse cycle, with louvered sides, and 8,000 to 13,999 Btu/h | 10000 | 10.9 | Yes | 11000 | 8000 | (3) Without reverse cycle, with louvered sides, and 8,000 to 13,999 Btu/h | #N/A | #N/A | #N/A | #N/A | #N/A | #N/A | #N/A | #N/A | #N/A | #N/A | #N/A | #N/A | #N/A | #N/A | #N/A | #N/A | #N/A | #N/A | #N/A
Frigidaire | FFRA102ZA1 | (3) Without reverse cycle, with louvered sides, and 8,000 to 13,999 Btu/h | 10100 | 10.9 | No | 11000 | 8000 | (3) Without reverse cycle, with louvered sides, and 8,000 to 13,999 Btu/h | #N/A | #N/A | #N/A | #N/A | #N/A | #N/A | #N/A | #N/A | #N/A | #N/A | #N/A | #N/A | #N/A | #N/A | #N/A | #N/A | #N/A | #N/A | #N/A
Frigidaire | FFRA101ZAE | (3) Without reverse cycle, with louvered sides, and 8,000 to 13,999 Btu/h | 10100 | 10.9 | No | 11000 | 8000 | (3) Without reverse cycle, with louvered sides, and 8,000 to 13,999 Btu/h | #N/A | #N/A | #N/A | #N/A | #N/A | #N/A | #N/A | #N/A | #N/A | #N/A | #N/A | #N/A | #N/A | #N/A | #N/A | #N/A | #N/A | #N/A | #N/A
Frigidaire | FFRA1022U1E | (3) Without reverse cycle, with louvered sides, and 8,000 to 13,999 Btu/h | 10200 | 10.9 | Yes | 11000 | 8000 | (3) Without reverse cycle, with louvered sides, and 8,000 to 13,999 Btu/h | #N/A | #N/A | #N/A | #N/A | #N/A | #N/A | #N/A | #N/A | #N/A | #N/A | #N/A | #N/A | #N/A | #N/A | #N/A | #N/A | #N/A | #N/A | #N/A
Frigidaire | FFRA1022U1 | (3) Without reverse cycle, with louvered sides, and 8,000 to 13,999 Btu/h | 10200 | 10.9 | No | 11000 | 8000 | (3) Without reverse cycle, with louvered sides, and 8,000 to 13,999 Btu/h | #N/A | #N/A | #N/A | #N/A | #N/A | #N/A | #N/A | #N/A | #N/A | #N/A | #N/A | #N/A | #N/A | #N/A | #N/A | #N/A | #N/A | #N/A | #N/A
Frigidaire | FFRA1011U1E | (3) Without reverse cycle, with louvered sides, and 8,000 to 13,999 Btu/h | 10200 | 10.9 | Yes | 11000 | 8000 | (3) Without reverse cycle, with louvered sides, and 8,000 to 13,999 Btu/h | #N/A | #N/A | #N/A | #N/A | #N/A | #N/A | #N/A | #N/A | #N/A | #N/A | #N/A | #N/A | #N/A | #N/A | #N/A | #N/A | #N/A | #N/A | #N/A
Frigidaire | FFRA1011U1 | (3) Without reverse cycle, with louvered sides, and 8,000 to 13,999 Btu/h | 10200 | 10.9 | No | 11000 | 8000 | (3) Without reverse cycle, with louvered sides, and 8,000 to 13,999 Btu/h | #N/A | #N/A | #N/A | #N/A | #N/A | #N/A | #N/A | #N/A | #N/A | #N/A | #N/A | #N/A | #N/A | #N/A | #N/A | #N/A | #N/A | #N/A | #N/A
Hisense | AW1221DR3W (208V) | (3) Without reverse cycle, with louvered sides, and 8,000 to 13,999 Btu/h | 11200 | 10.9 | No | 14000 | 11000 | (3) Without reverse cycle, with louvered sides, and 8,000 to 13,999 Btu/h | #N/A | #N/A | #N/A | #N/A | #N/A | #N/A | #N/A | #N/A | #N/A | #N/A | #N/A | #N/A | #N/A | #N/A | #N/A | #N/A | #N/A | #N/A | #N/A
HISENSE | AW1221DR3W (208V) | (3) Without reverse cycle, with louvered sides, and 8,000 to 13,999 Btu/h | 11200 | 10.9 | No | 14000 | 11000 | (3) Without reverse cycle, with louvered sides, and 8,000 to 13,999 Btu/h | #N/A | #N/A | #N/A | #N/A | #N/A | #N/A | #N/A | #N/A | #N/A | #N/A | #N/A | #N/A | #N/A | #N/A | #N/A | #N/A | #N/A | #N/A | #N/A
HISENSE | AW1221DR3W (230V) | (3) Without reverse cycle, with louvered sides, and 8,000 to 13,999 Btu/h | 11500 | 10.9 | No | 14000 | 11000 | (3) Without reverse cycle, with louvered sides, and 8,000 to 13,999 Btu/h | #N/A | #N/A | #N/A | #N/A | #N/A | #N/A | #N/A | #N/A | #N/A | #N/A | #N/A | #N/A | #N/A | #N/A | #N/A | #N/A | #N/A | #N/A | #N/A
HISENSE | AW1221DR3W | (3) Without reverse cycle, with louvered sides, and 8,000 to 13,999 Btu/h | 11500 | 10.9 | No | 14000 | 11000 | (3) Without reverse cycle, with louvered sides, and 8,000 to 13,999 Btu/h | #N/A | #N/A | #N/A | #N/A | #N/A | #N/A | #N/A | #N/A | #N/A | #N/A | #N/A | #N/A | #N/A | #N/A | #N/A | #N/A | #N/A | #N/A | #N/A
Hisense | AW1221DR3W (230V) | (3) Without reverse cycle, with louvered sides, and 8,000 to 13,999 Btu/h | 11500 | 10.9 | No | 14000 | 11000 | (3) Without reverse cycle, with louvered sides, and 8,000 to 13,999 Btu/h | #N/A | #N/A | #N/A | #N/A | #N/A | #N/A | #N/A | #N/A | #N/A | #N/A | #N/A | #N/A | #N/A | #N/A | #N/A | #N/A | #N/A | #N/A | #N/A
Frigidaire | FFRH1222R2E (208V) | (3) Without reverse cycle, with louvered sides, and 8,000 to 13,999 Btu/h | 11600 | 10.9 | Yes | 14000 | 11000 | (3) Without reverse cycle, with louvered sides, and 8,000 to 13,999 Btu/h | #N/A | #N/A | #N/A | #N/A | #N/A | #N/A | #N/A | #N/A | #N/A | #N/A | #N/A | #N/A | #N/A | #N/A | #N/A | #N/A | #N/A | #N/A | #N/A
Frigidaire | FFRH1222R2 (208V) | (3) Without reverse cycle, with louvered sides, and 8,000 to 13,999 Btu/h | 11600 | 10.9 | Yes | 14000 | 11000 | (3) Without reverse cycle, with louvered sides, and 8,000 to 13,999 Btu/h | #N/A | #N/A | #N/A | #N/A | #N/A | #N/A | #N/A | #N/A | #N/A | #N/A | #N/A | #N/A | #N/A | #N/A | #N/A | #N/A | #N/A | #N/A | #N/A
GE | AEE12DT** | (3) Without reverse cycle, with louvered sides, and 8,000 to 13,999 Btu/h | 11700 | 10.9 | No | 14000 | 11000 | (3) Without reverse cycle, with louvered sides, and 8,000 to 13,999 Btu/h | #N/A | #N/A | #N/A | #N/A | #N/A | #N/A | #N/A | #N/A | #N/A | #N/A | #N/A | #N/A | #N/A | #N/A | #N/A | #N/A | #N/A | #N/A | #N/A
GE | AHE12DZ** | (3) Without reverse cycle, with louvered sides, and 8,000 to 13,999 Btu/h | 11900 | 10.9 | No | 14000 | 11000 | (3) Without reverse cycle, with louvered sides, and 8,000 to 13,999 Btu/h | #N/A | #N/A | #N/A | #N/A | #N/A | #N/A | #N/A | #N/A | #N/A | #N/A | #N/A | #N/A | #N/A | #N/A | #N/A | #N/A | #N/A | #N/A | #N/A
GE | AEE12DT** | (3) Without reverse cycle, with louvered sides, and 8,000 to 13,999 Btu/h | 11900 | 10.9 | No | 14000 | 11000 | (3) Without reverse cycle, with louvered sides, and 8,000 to 13,999 Btu/h | #N/A | #N/A | #N/A | #N/A | #N/A | #N/A | #N/A | #N/A | #N/A | #N/A | #N/A | #N/A | #N/A | #N/A | #N/A | #N/A | #N/A | #N/A | #N/A
Frigidaire | FHWW122WCE | (3) Without reverse cycle, with louvered sides, and 8,000 to 13,999 Btu/h | 12000 | 10.9 | Yes | 14000 | 11000 | (3) Without reverse cycle, with louvered sides, and 8,000 to 13,999 Btu/h | #N/A | #N/A | #N/A | #N/A | #N/A | #N/A | #N/A | #N/A | #N/A | #N/A | #N/A | #N/A | #N/A | #N/A | #N/A | #N/A | #N/A | #N/A | #N/A
Crosley | CAMHE12C2 | (3) Without reverse cycle, with louvered sides, and 8,000 to 13,999 Btu/h | 12000 | 10.9 | Yes | 14000 | 11000 | (3) Without reverse cycle, with louvered sides, and 8,000 to 13,999 Btu/h | #N/A | #N/A | #N/A | #N/A | #N/A | #N/A | #N/A | #N/A | #N/A | #N/A | #N/A | #N/A | #N/A | #N/A | #N/A | #N/A | #N/A | #N/A | #N/A
Comfort Aire | REG-123M | (3) Without reverse cycle, with louvered sides, and 8,000 to 13,999 Btu/h | 12000 | 10.9 | No | 14000 | 11000 | (3) Without reverse cycle, with louvered sides, and 8,000 to 13,999 Btu/h | #N/A | #N/A | #N/A | #N/A | #N/A | #N/A | #N/A | #N/A | #N/A | #N/A | #N/A | #N/A | #N/A | #N/A | #N/A | #N/A | #N/A | #N/A | #N/A
Midea | MAW12H2ZWT | (3) Without reverse cycle, with louvered sides, and 8,000 to 13,999 Btu/h | 12000 | 10.9 | Yes | 14000 | 11000 | (3) Without reverse cycle, with louvered sides, and 8,000 to 13,999 Btu/h | #N/A | #N/A | #N/A | #N/A | #N/A | #N/A | #N/A | #N/A | #N/A | #N/A | #N/A | #N/A | #N/A | #N/A | #N/A | #N/A | #N/A | #N/A | #N/A
Garrison | 2477802 | (3) Without reverse cycle, with louvered sides, and 8,000 to 13,999 Btu/h | 12000 | 10.9 | Yes | 14000 | 11000 | (3) Without reverse cycle, with louvered sides, and 8,000 to 13,999 Btu/h | #N/A | #N/A | #N/A | #N/A | #N/A | #N/A | #N/A | #N/A | #N/A | #N/A | #N/A | #N/A | #N/A | #N/A | #N/A | #N/A | #N/A | #N/A | #N/A
Perfect aire | 4PNC12000 | (3) Without reverse cycle, with louvered sides, and 8,000 to 13,999 Btu/h | 12000 | 10.9 | Yes | 14000 | 11000 | (3) Without reverse cycle, with louvered sides, and 8,000 to 13,999 Btu/h | #N/A | #N/A | #N/A | #N/A | #N/A | #N/A | #N/A | #N/A | #N/A | #N/A | #N/A | #N/A | #N/A | #N/A | #N/A | #N/A | #N/A | #N/A | #N/A
Perfect aire | 3PACH12000 | (3) Without reverse cycle, with louvered sides, and 8,000 to 13,999 Btu/h | 12000 | 10.9 | No | 14000 | 11000 | (3) Without reverse cycle, with louvered sides, and 8,000 to 13,999 Btu/h | #N/A | #N/A | #N/A | #N/A | #N/A | #N/A | #N/A | #N/A | #N/A | #N/A | #N/A | #N/A | #N/A | #N/A | #N/A | #N/A | #N/A | #N/A | #N/A
Montgomery Ward | ACE1205MW-B | (3) Without reverse cycle, with louvered sides, and 8,000 to 13,999 Btu/h | 12000 | 10.9 | Yes | 14000 | 11000 | (3) Without reverse cycle, with louvered sides, and 8,000 to 13,999 Btu/h | #N/A | #N/A | #N/A | #N/A | #N/A | #N/A | #N/A | #N/A | #N/A | #N/A | #N/A | #N/A | #N/A | #N/A | #N/A | #N/A | #N/A | #N/A | #N/A
TCL | H12W24W | (3) Without reverse cycle, with louvered sides, and 8,000 to 13,999 Btu/h | 12000 | 10.9 | No | 14000 | 11000 | (3) Without reverse cycle, with louvered sides, and 8,000 to 13,999 Btu/h | #N/A | #N/A | #N/A | #N/A | #N/A | #N/A | #N/A | #N/A | #N/A | #N/A | #N/A | #N/A | #N/A | #N/A | #N/A | #N/A | #N/A | #N/A | #N/A
Friedrich | KES12A33A | (3) Without reverse cycle, with louvered sides, and 8,000 to 13,999 Btu/h | 12000 | 10.9 | No | 14000 | 11000 | (3) Without reverse cycle, with louvered sides, and 8,000 to 13,999 Btu/h | #N/A | #N/A | #N/A | #N/A | #N/A | #N/A | #N/A | #N/A | #N/A | #N/A | #N/A | #N/A | #N/A | #N/A | #N/A | #N/A | #N/A | #N/A | #N/A
Frigidaire | FFRA1211R1 | (3) Without reverse cycle, with louvered sides, and 8,000 to 13,999 Btu/h | 12000 | 10.9 | No | 14000 | 11000 | (3) Without reverse cycle, with louvered sides, and 8,000 to 13,999 Btu/h | #N/A | #N/A | #N/A | #N/A | #N/A | #N/A | #N/A | #N/A | #N/A | #N/A | #N/A | #N/A | #N/A | #N/A | #N/A | #N/A | #N/A | #N/A | #N/A
Frigidaire | FFRA1222R1E | (3) Without reverse cycle, with louvered sides, and 8,000 to 13,999 Btu/h | 12000 | 10.9 | No | 14000 | 11000 | (3) Without reverse cycle, with louvered sides, and 8,000 to 13,999 Btu/h | #N/A | #N/A | #N/A | #N/A | #N/A | #N/A | #N/A | #N/A | #N/A | #N/A | #N/A | #N/A | #N/A | #N/A | #N/A | #N/A | #N/A | #N/A | #N/A
Coast Air | CEG-123A | (3) Without reverse cycle, with louvered sides, and 8,000 to 13,999 Btu/h | 12000 | 10.9 | Yes | 14000 | 11000 | (3) Without reverse cycle, with louvered sides, and 8,000 to 13,999 Btu/h | #N/A | #N/A | #N/A | #N/A | #N/A | #N/A | #N/A | #N/A | #N/A | #N/A | #N/A | #N/A | #N/A | #N/A | #N/A | #N/A | #N/A | #N/A | #N/A
Montgomery Ward | ACE1205MW-B | (3) Without reverse cycle, with louvered sides, and 8,000 to 13,999 Btu/h | 12000 | 10.9 | No | 14000 | 11000 | (3) Without reverse cycle, with louvered sides, and 8,000 to 13,999 Btu/h | #N/A | #N/A | #N/A | #N/A | #N/A | #N/A | #N/A | #N/A | #N/A | #N/A | #N/A | #N/A | #N/A | #N/A | #N/A | #N/A | #N/A | #N/A | #N/A
Koldfront | WAC12001W | (3) Without reverse cycle, with louvered sides, and 8,000 to 13,999 Btu/h | 12000 | 10.9 | Yes | 14000 | 11000 | (3) Without reverse cycle, with louvered sides, and 8,000 to 13,999 Btu/h | #N/A | #N/A | #N/A | #N/A | #N/A | #N/A | #N/A | #N/A | #N/A | #N/A | #N/A | #N/A | #N/A | #N/A | #N/A | #N/A | #N/A | #N/A | #N/A
Frigidaire | FFRA122WAE | (3) Without reverse cycle, with louvered sides, and 8,000 to 13,999 Btu/h | 12000 | 10.9 | No | 14000 | 11000 | (3) Without reverse cycle, with louvered sides, and 8,000 to 13,999 Btu/h | #N/A | #N/A | #N/A | #N/A | #N/A | #N/A | #N/A | #N/A | #N/A | #N/A | #N/A | #N/A | #N/A | #N/A | #N/A | #N/A | #N/A | #N/A | #N/A
Frigidaire | FFRA122WA1 | (3) Without reverse cycle, with louvered sides, and 8,000 to 13,999 Btu/h | 12000 | 10.9 | No | 14000 | 11000 | (3) Without reverse cycle, with louvered sides, and 8,000 to 13,999 Btu/h | #N/A | #N/A | #N/A | #N/A | #N/A | #N/A | #N/A | #N/A | #N/A | #N/A | #N/A | #N/A | #N/A | #N/A | #N/A | #N/A | #N/A | #N/A | #N/A
Frigidaire | FFRH1222R2E (230V) | (3) Without reverse cycle, with louvered sides, and 8,000 to 13,999 Btu/h | 12000 | 10.9 | No | 14000 | 11000 | (3) Without reverse cycle, with louvered sides, and 8,000 to 13,999 Btu/h | #N/A | #N/A | #N/A | #N/A | #N/A | #N/A | #N/A | #N/A | #N/A | #N/A | #N/A | #N/A | #N/A | #N/A | #N/A | #N/A | #N/A | #N/A | #N/A
Frigidaire | FFRH1222R2 (230V) | (3) Without reverse cycle, with louvered sides, and 8,000 to 13,999 Btu/h | 12000 | 10.9 | No | 14000 | 11000 | (3) Without reverse cycle, with louvered sides, and 8,000 to 13,999 Btu/h | #N/A | #N/A | #N/A | #N/A | #N/A | #N/A | #N/A | #N/A | #N/A | #N/A | #N/A | #N/A | #N/A | #N/A | #N/A | #N/A | #N/A | #N/A | #N/A
Frigidaire | FFRA1211R1E | (3) Without reverse cycle, with louvered sides, and 8,000 to 13,999 Btu/h | 12000 | 10.9 | Yes | 14000 | 11000 | (3) Without reverse cycle, with louvered sides, and 8,000 to 13,999 Btu/h | #N/A | #N/A | #N/A | #N/A | #N/A | #N/A | #N/A | #N/A | #N/A | #N/A | #N/A | #N/A | #N/A | #N/A | #N/A | #N/A | #N/A | #N/A | #N/A
Frigidaire | FFRA1222R1 | (3) Without reverse cycle, with louvered sides, and 8,000 to 13,999 Btu/h | 12000 | 10.9 | Yes | 14000 | 11000 | (3) Without reverse cycle, with louvered sides, and 8,000 to 13,999 Btu/h | #N/A | #N/A | #N/A | #N/A | #N/A | #N/A | #N/A | #N/A | #N/A | #N/A | #N/A | #N/A | #N/A | #N/A | #N/A | #N/A | #N/A | #N/A | #N/A
Keystone | KSTHW12A | (3) Without reverse cycle, with louvered sides, and 8,000 to 13,999 Btu/h | 12000 | 10.9 | No | 14000 | 11000 | (3) Without reverse cycle, with louvered sides, and 8,000 to 13,999 Btu/h | #N/A | #N/A | #N/A | #N/A | #N/A | #N/A | #N/A | #N/A | #N/A | #N/A | #N/A | #N/A | #N/A | #N/A | #N/A | #N/A | #N/A | #N/A | #N/A
Keystone | KSTAW12BE | (3) Without reverse cycle, with louvered sides, and 8,000 to 13,999 Btu/h | 12000 | 10.9 | No | 14000 | 11000 | (3) Without reverse cycle, with louvered sides, and 8,000 to 13,999 Btu/h | #N/A | #N/A | #N/A | #N/A | #N/A | #N/A | #N/A | #N/A | #N/A | #N/A | #N/A | #N/A | #N/A | #N/A | #N/A | #N/A | #N/A | #N/A | #N/A
Arctic Wind | 2AWNC12000 | (3) Without reverse cycle, with louvered sides, and 8,000 to 13,999 Btu/h | 12000 | 10.9 | No | 14000 | 11000 | (3) Without reverse cycle, with louvered sides, and 8,000 to 13,999 Btu/h | #N/A | #N/A | #N/A | #N/A | #N/A | #N/A | #N/A | #N/A | #N/A | #N/A | #N/A | #N/A | #N/A | #N/A | #N/A | #N/A | #N/A | #N/A | #N/A
Seasons | SW12R2-H | (3) Without reverse cycle, with louvered sides, and 8,000 to 13,999 Btu/h | 12000 | 10.9 | No | 14000 | 11000 | (3) Without reverse cycle, with louvered sides, and 8,000 to 13,999 Btu/h | #N/A | #N/A | #N/A | #N/A | #N/A | #N/A | #N/A | #N/A | #N/A | #N/A | #N/A | #N/A | #N/A | #N/A | #N/A | #N/A | #N/A | #N/A | #N/A
ARCTIC WIND | 2AW12000DA | (3) Without reverse cycle, with louvered sides, and 8,000 to 13,999 Btu/h | 12000 | 10.9 | No | 14000 | 11000 | (3) Without reverse cycle, with louvered sides, and 8,000 to 13,999 Btu/h | #N/A | #N/A | #N/A | #N/A | #N/A | #N/A | #N/A | #N/A | #N/A | #N/A | #N/A | #N/A | #N/A | #N/A | #N/A | #N/A | #N/A | #N/A | #N/A
ARCTIC WIND | 3AW12000DA | (3) Without reverse cycle, with louvered sides, and 8,000 to 13,999 Btu/h | 12000 | 10.9 | Yes | 14000 | 11000 | (3) Without reverse cycle, with louvered sides, and 8,000 to 13,999 Btu/h | #N/A | #N/A | #N/A | #N/A | #N/A | #N/A | #N/A | #N/A | #N/A | #N/A | #N/A | #N/A | #N/A | #N/A | #N/A | #N/A | #N/A | #N/A | #N/A
Frigidaire | FFRA121ZAE | (3) Without reverse cycle, with louvered sides, and 8,000 to 13,999 Btu/h | 12100 | 10.9 | Yes | 14000 | 11000 | (3) Without reverse cycle, with louvered sides, and 8,000 to 13,999 Btu/h | #N/A | #N/A | #N/A | #N/A | #N/A | #N/A | #N/A | #N/A | #N/A | #N/A | #N/A | #N/A | #N/A | #N/A | #N/A | #N/A | #N/A | #N/A | #N/A
Frigidaire | FFRA1211U1 | (3) Without reverse cycle, with louvered sides, and 8,000 to 13,999 Btu/h | 12100 | 10.9 | No | 14000 | 11000 | (3) Without reverse cycle, with louvered sides, and 8,000 to 13,999 Btu/h | #N/A | #N/A | #N/A | #N/A | #N/A | #N/A | #N/A | #N/A | #N/A | #N/A | #N/A | #N/A | #N/A | #N/A | #N/A | #N/A | #N/A | #N/A | #N/A
Frigidaire | FFRA122ZA1 | (3) Without reverse cycle, with louvered sides, and 8,000 to 13,999 Btu/h | 12100 | 10.9 | Yes | 14000 | 11000 | (3) Without reverse cycle, with louvered sides, and 8,000 to 13,999 Btu/h | #N/A | #N/A | #N/A | #N/A | #N/A | #N/A | #N/A | #N/A | #N/A | #N/A | #N/A | #N/A | #N/A | #N/A | #N/A | #N/A | #N/A | #N/A | #N/A
Frigidaire | FFRA1222U1 | (3) Without reverse cycle, with louvered sides, and 8,000 to 13,999 Btu/h | 12100 | 10.9 | No | 14000 | 11000 | (3) Without reverse cycle, with louvered sides, and 8,000 to 13,999 Btu/h | #N/A | #N/A | #N/A | #N/A | #N/A | #N/A | #N/A | #N/A | #N/A | #N/A | #N/A | #N/A | #N/A | #N/A | #N/A | #N/A | #N/A | #N/A | #N/A
Frigidaire | FFRA1211U1E | (3) Without reverse cycle, with louvered sides, and 8,000 to 13,999 Btu/h | 12100 | 10.9 | No | 14000 | 11000 | (3) Without reverse cycle, with louvered sides, and 8,000 to 13,999 Btu/h | #N/A | #N/A | #N/A | #N/A | #N/A | #N/A | #N/A | #N/A | #N/A | #N/A | #N/A | #N/A | #N/A | #N/A | #N/A | #N/A | #N/A | #N/A | #N/A
GE | AHE12DZ** | (3) Without reverse cycle, with louvered sides, and 8,000 to 13,999 Btu/h | 12200 | 10.9 | Yes | 14000 | 11000 | (3) Without reverse cycle, with louvered sides, and 8,000 to 13,999 Btu/h | #N/A | #N/A | #N/A | #N/A | #N/A | #N/A | #N/A | #N/A | #N/A | #N/A | #N/A | #N/A | #N/A | #N/A | #N/A | #N/A | #N/A | #N/A | #N/A
Friedrich | KCS14A10A | (3) Without reverse cycle, with louvered sides, and 8,000 to 13,999 Btu/h | 13600 | 10.9 | No | 14000 | 11000 | (3) Without reverse cycle, with louvered sides, and 8,000 to 13,999 Btu/h | #N/A | #N/A | #N/A | #N/A | #N/A | #N/A | #N/A | #N/A | #N/A | #N/A | #N/A | #N/A | #N/A | #N/A | #N/A | #N/A | #N/A | #N/A | #N/A
Hisense | AW1822DR3W | (4) Without reverse cycle, with louvered sides, and 14,000 to 19,999 Btu/h | 18000 | 10.9 | No | 20000 | 14000 | (4) Without reverse cycle, with louvered sides, and 14,000 to 19,999 Btu/h | #N/A | #N/A | #N/A | #N/A | #N/A | #N/A | #N/A | #N/A | #N/A | #N/A | #N/A | #N/A | #N/A | #N/A | #N/A | #N/A | #N/A | #N/A | #N/A
Hisense | 4350825 | (4) Without reverse cycle, with louvered sides, and 14,000 to 19,999 Btu/h | 18000 | 10.9 | No | 20000 | 14000 | (4) Without reverse cycle, with louvered sides, and 14,000 to 19,999 Btu/h | #N/A | #N/A | #N/A | #N/A | #N/A | #N/A | #N/A | #N/A | #N/A | #N/A | #N/A | #N/A | #N/A | #N/A | #N/A | #N/A | #N/A | #N/A | #N/A
GE | AHNE05BC** | (1) Without reverse cycle, with louvered sides, and less than 6,000 Btu/h | 5000 | 11 | Yes | 6000 |  | (1) Without reverse cycle, with louvered sides, and less than 6,000 Btu/h | #N/A | #N/A | #N/A | #N/A | #N/A | #N/A | #N/A | #N/A | #N/A | #N/A | #N/A | #N/A | #N/A | #N/A | #N/A | #N/A | #N/A | #N/A | #N/A
TCL | 5WR1-A | (1) Without reverse cycle, with louvered sides, and less than 6,000 Btu/h | 5000 | 11 | No | 6000 |  | (1) Without reverse cycle, with louvered sides, and less than 6,000 Btu/h | #N/A | #N/A | #N/A | #N/A | #N/A | #N/A | #N/A | #N/A | #N/A | #N/A | #N/A | #N/A | #N/A | #N/A | #N/A | #N/A | #N/A | #N/A | #N/A
LG | 206520593 | (1) Without reverse cycle, with louvered sides, and less than 6,000 Btu/h | 5000 | 11 | Yes | 6000 |  | (1) Without reverse cycle, with louvered sides, and less than 6,000 Btu/h | #N/A | #N/A | #N/A | #N/A | #N/A | #N/A | #N/A | #N/A | #N/A | #N/A | #N/A | #N/A | #N/A | #N/A | #N/A | #N/A | #N/A | #N/A | #N/A
Frigidaire | FFRA051WA1 | (1) Without reverse cycle, with louvered sides, and less than 6,000 Btu/h | 5000 | 11 | Yes | 6000 |  | (1) Without reverse cycle, with louvered sides, and less than 6,000 Btu/h | #N/A | #N/A | #N/A | #N/A | #N/A | #N/A | #N/A | #N/A | #N/A | #N/A | #N/A | #N/A | #N/A | #N/A | #N/A | #N/A | #N/A | #N/A | #N/A
Frigidaire | FFRA052ZA1 | (1) Without reverse cycle, with louvered sides, and less than 6,000 Btu/h | 5000 | 11 | Yes | 6000 |  | (1) Without reverse cycle, with louvered sides, and less than 6,000 Btu/h | #N/A | #N/A | #N/A | #N/A | #N/A | #N/A | #N/A | #N/A | #N/A | #N/A | #N/A | #N/A | #N/A | #N/A | #N/A | #N/A | #N/A | #N/A | #N/A
Frigidaire | FFRA052WAE | (1) Without reverse cycle, with louvered sides, and less than 6,000 Btu/h | 5000 | 11 | No | 6000 |  | (1) Without reverse cycle, with louvered sides, and less than 6,000 Btu/h | #N/A | #N/A | #N/A | #N/A | #N/A | #N/A | #N/A | #N/A | #N/A | #N/A | #N/A | #N/A | #N/A | #N/A | #N/A | #N/A | #N/A | #N/A | #N/A
Frigidaire | FFRA0511R1 | (1) Without reverse cycle, with louvered sides, and less than 6,000 Btu/h | 5000 | 11 | No | 6000 |  | (1) Without reverse cycle, with louvered sides, and less than 6,000 Btu/h | #N/A | #N/A | #N/A | #N/A | #N/A | #N/A | #N/A | #N/A | #N/A | #N/A | #N/A | #N/A | #N/A | #N/A | #N/A | #N/A | #N/A | #N/A | #N/A
Polar Wind | MWHUK-05CMN8-BCK0 | (1) Without reverse cycle, with louvered sides, and less than 6,000 Btu/h | 5000 | 11 | No | 6000 |  | (1) Without reverse cycle, with louvered sides, and less than 6,000 Btu/h | #N/A | #N/A | #N/A | #N/A | #N/A | #N/A | #N/A | #N/A | #N/A | #N/A | #N/A | #N/A | #N/A | #N/A | #N/A | #N/A | #N/A | #N/A | #N/A
Arctic Wind | 2AWMC5000 | (1) Without reverse cycle, with louvered sides, and less than 6,000 Btu/h | 5000 | 11 | Yes | 6000 |  | (1) Without reverse cycle, with louvered sides, and less than 6,000 Btu/h | #N/A | #N/A | #N/A | #N/A | #N/A | #N/A | #N/A | #N/A | #N/A | #N/A | #N/A | #N/A | #N/A | #N/A | #N/A | #N/A | #N/A | #N/A | #N/A
Ocean Breeze | OBZ-05CMN3 | (1) Without reverse cycle, with louvered sides, and less than 6,000 Btu/h | 5000 | 11 | No | 6000 |  | (1) Without reverse cycle, with louvered sides, and less than 6,000 Btu/h | #N/A | #N/A | #N/A | #N/A | #N/A | #N/A | #N/A | #N/A | #N/A | #N/A | #N/A | #N/A | #N/A | #N/A | #N/A | #N/A | #N/A | #N/A | #N/A
Coast Air | CMW051B | (1) Without reverse cycle, with louvered sides, and less than 6,000 Btu/h | 5000 | 11 | No | 6000 |  | (1) Without reverse cycle, with louvered sides, and less than 6,000 Btu/h | #N/A | #N/A | #N/A | #N/A | #N/A | #N/A | #N/A | #N/A | #N/A | #N/A | #N/A | #N/A | #N/A | #N/A | #N/A | #N/A | #N/A | #N/A | #N/A
Arctic King | WWK05CM01N | (1) Without reverse cycle, with louvered sides, and less than 6,000 Btu/h | 5000 | 11 | Yes | 6000 |  | (1) Without reverse cycle, with louvered sides, and less than 6,000 Btu/h | #N/A | #N/A | #N/A | #N/A | #N/A | #N/A | #N/A | #N/A | #N/A | #N/A | #N/A | #N/A | #N/A | #N/A | #N/A | #N/A | #N/A | #N/A | #N/A
Midea | MAW05R1BWT | (1) Without reverse cycle, with louvered sides, and less than 6,000 Btu/h | 5000 | 11 | Yes | 6000 |  | (1) Without reverse cycle, with louvered sides, and less than 6,000 Btu/h | #N/A | #N/A | #N/A | #N/A | #N/A | #N/A | #N/A | #N/A | #N/A | #N/A | #N/A | #N/A | #N/A | #N/A | #N/A | #N/A | #N/A | #N/A | #N/A
Midea | MAW05R1WBL | (1) Without reverse cycle, with louvered sides, and less than 6,000 Btu/h | 5000 | 11 | Yes | 6000 |  | (1) Without reverse cycle, with louvered sides, and less than 6,000 Btu/h | #N/A | #N/A | #N/A | #N/A | #N/A | #N/A | #N/A | #N/A | #N/A | #N/A | #N/A | #N/A | #N/A | #N/A | #N/A | #N/A | #N/A | #N/A | #N/A
Midea | MAW05M1BWT | (1) Without reverse cycle, with louvered sides, and less than 6,000 Btu/h | 5000 | 11 | Yes | 6000 |  | (1) Without reverse cycle, with louvered sides, and less than 6,000 Btu/h | #N/A | #N/A | #N/A | #N/A | #N/A | #N/A | #N/A | #N/A | #N/A | #N/A | #N/A | #N/A | #N/A | #N/A | #N/A | #N/A | #N/A | #N/A | #N/A
Emerson Quiet Kool | EBRC5RD1H | (1) Without reverse cycle, with louvered sides, and less than 6,000 Btu/h | 5000 | 11 | No | 6000 |  | (1) Without reverse cycle, with louvered sides, and less than 6,000 Btu/h | #N/A | #N/A | #N/A | #N/A | #N/A | #N/A | #N/A | #N/A | #N/A | #N/A | #N/A | #N/A | #N/A | #N/A | #N/A | #N/A | #N/A | #N/A | #N/A
Emerson Quiet Kool | EARC5MD1H | (1) Without reverse cycle, with louvered sides, and less than 6,000 Btu/h | 5000 | 11 | No | 6000 |  | (1) Without reverse cycle, with louvered sides, and less than 6,000 Btu/h | #N/A | #N/A | #N/A | #N/A | #N/A | #N/A | #N/A | #N/A | #N/A | #N/A | #N/A | #N/A | #N/A | #N/A | #N/A | #N/A | #N/A | #N/A | #N/A
ARCTIC WIND | 1AW5000MSA | (1) Without reverse cycle, with louvered sides, and less than 6,000 Btu/h | 5000 | 11 | Yes | 6000 |  | (1) Without reverse cycle, with louvered sides, and less than 6,000 Btu/h | #N/A | #N/A | #N/A | #N/A | #N/A | #N/A | #N/A | #N/A | #N/A | #N/A | #N/A | #N/A | #N/A | #N/A | #N/A | #N/A | #N/A | #N/A | #N/A
LG | LW5023 | (1) Without reverse cycle, with louvered sides, and less than 6,000 Btu/h | 5000 | 11 | Yes | 6000 |  | (1) Without reverse cycle, with louvered sides, and less than 6,000 Btu/h | #N/A | #N/A | #N/A | #N/A | #N/A | #N/A | #N/A | #N/A | #N/A | #N/A | #N/A | #N/A | #N/A | #N/A | #N/A | #N/A | #N/A | #N/A | #N/A
Continental | CE-WAC105R32V2 | (1) Without reverse cycle, with louvered sides, and less than 6,000 Btu/h | 5000 | 11 | Yes | 6000 |  | (1) Without reverse cycle, with louvered sides, and less than 6,000 Btu/h | #N/A | #N/A | #N/A | #N/A | #N/A | #N/A | #N/A | #N/A | #N/A | #N/A | #N/A | #N/A | #N/A | #N/A | #N/A | #N/A | #N/A | #N/A | #N/A
Honeywell | HAC5-B | (1) Without reverse cycle, with louvered sides, and less than 6,000 Btu/h | 5000 | 11 | Yes | 6000 |  | (1) Without reverse cycle, with louvered sides, and less than 6,000 Btu/h | #N/A | #N/A | #N/A | #N/A | #N/A | #N/A | #N/A | #N/A | #N/A | #N/A | #N/A | #N/A | #N/A | #N/A | #N/A | #N/A | #N/A | #N/A | #N/A
COOL-LIVING | CL-RAC05MW-22 | (1) Without reverse cycle, with louvered sides, and less than 6,000 Btu/h | 5000 | 11 | Yes | 6000 |  | (1) Without reverse cycle, with louvered sides, and less than 6,000 Btu/h | #N/A | #N/A | #N/A | #N/A | #N/A | #N/A | #N/A | #N/A | #N/A | #N/A | #N/A | #N/A | #N/A | #N/A | #N/A | #N/A | #N/A | #N/A | #N/A
Danby | DAC050ME1WDB | (1) Without reverse cycle, with louvered sides, and less than 6,000 Btu/h | 5000 | 11 | No | 6000 |  | (1) Without reverse cycle, with louvered sides, and less than 6,000 Btu/h | #N/A | #N/A | #N/A | #N/A | #N/A | #N/A | #N/A | #N/A | #N/A | #N/A | #N/A | #N/A | #N/A | #N/A | #N/A | #N/A | #N/A | #N/A | #N/A
Brothers | 172012 | (1) Without reverse cycle, with louvered sides, and less than 6,000 Btu/h | 5000 | 11 | No | 6000 |  | (1) Without reverse cycle, with louvered sides, and less than 6,000 Btu/h | #N/A | #N/A | #N/A | #N/A | #N/A | #N/A | #N/A | #N/A | #N/A | #N/A | #N/A | #N/A | #N/A | #N/A | #N/A | #N/A | #N/A | #N/A | #N/A
Frigidaire | FFRA051ZA1 | (1) Without reverse cycle, with louvered sides, and less than 6,000 Btu/h | 5000 | 11 | Yes | 6000 |  | (1) Without reverse cycle, with louvered sides, and less than 6,000 Btu/h | #N/A | #N/A | #N/A | #N/A | #N/A | #N/A | #N/A | #N/A | #N/A | #N/A | #N/A | #N/A | #N/A | #N/A | #N/A | #N/A | #N/A | #N/A | #N/A
Frigidaire | FFRA051WAE | (1) Without reverse cycle, with louvered sides, and less than 6,000 Btu/h | 5000 | 11 | Yes | 6000 |  | (1) Without reverse cycle, with louvered sides, and less than 6,000 Btu/h | #N/A | #N/A | #N/A | #N/A | #N/A | #N/A | #N/A | #N/A | #N/A | #N/A | #N/A | #N/A | #N/A | #N/A | #N/A | #N/A | #N/A | #N/A | #N/A
Frigidaire | FFRA0522R1 | (1) Without reverse cycle, with louvered sides, and less than 6,000 Btu/h | 5000 | 11 | Yes | 6000 |  | (1) Without reverse cycle, with louvered sides, and less than 6,000 Btu/h | #N/A | #N/A | #N/A | #N/A | #N/A | #N/A | #N/A | #N/A | #N/A | #N/A | #N/A | #N/A | #N/A | #N/A | #N/A | #N/A | #N/A | #N/A | #N/A
Pelonis | PAW05R1ABL | (1) Without reverse cycle, with louvered sides, and less than 6,000 Btu/h | 5000 | 11 | No | 6000 |  | (1) Without reverse cycle, with louvered sides, and less than 6,000 Btu/h | #N/A | #N/A | #N/A | #N/A | #N/A | #N/A | #N/A | #N/A | #N/A | #N/A | #N/A | #N/A | #N/A | #N/A | #N/A | #N/A | #N/A | #N/A | #N/A
CHIONE | KACW05M1WT | (1) Without reverse cycle, with louvered sides, and less than 6,000 Btu/h | 5000 | 11 | Yes | 6000 |  | (1) Without reverse cycle, with louvered sides, and less than 6,000 Btu/h | #N/A | #N/A | #N/A | #N/A | #N/A | #N/A | #N/A | #N/A | #N/A | #N/A | #N/A | #N/A | #N/A | #N/A | #N/A | #N/A | #N/A | #N/A | #N/A
Arctic King | WWK05CR01N | (1) Without reverse cycle, with louvered sides, and less than 6,000 Btu/h | 5000 | 11 | No | 6000 |  | (1) Without reverse cycle, with louvered sides, and less than 6,000 Btu/h | #N/A | #N/A | #N/A | #N/A | #N/A | #N/A | #N/A | #N/A | #N/A | #N/A | #N/A | #N/A | #N/A | #N/A | #N/A | #N/A | #N/A | #N/A | #N/A
Arctic King | WWK05CR01N-B | (1) Without reverse cycle, with louvered sides, and less than 6,000 Btu/h | 5000 | 11 | Yes | 6000 |  | (1) Without reverse cycle, with louvered sides, and less than 6,000 Btu/h | #N/A | #N/A | #N/A | #N/A | #N/A | #N/A | #N/A | #N/A | #N/A | #N/A | #N/A | #N/A | #N/A | #N/A | #N/A | #N/A | #N/A | #N/A | #N/A
Midea | MAW05M1YWT | (1) Without reverse cycle, with louvered sides, and less than 6,000 Btu/h | 5000 | 11 | Yes | 6000 |  | (1) Without reverse cycle, with louvered sides, and less than 6,000 Btu/h | #N/A | #N/A | #N/A | #N/A | #N/A | #N/A | #N/A | #N/A | #N/A | #N/A | #N/A | #N/A | #N/A | #N/A | #N/A | #N/A | #N/A | #N/A | #N/A
Danby | DAC050MB1WDB | (1) Without reverse cycle, with louvered sides, and less than 6,000 Btu/h | 5000 | 11 | No | 6000 |  | (1) Without reverse cycle, with louvered sides, and less than 6,000 Btu/h | #N/A | #N/A | #N/A | #N/A | #N/A | #N/A | #N/A | #N/A | #N/A | #N/A | #N/A | #N/A | #N/A | #N/A | #N/A | #N/A | #N/A | #N/A | #N/A
Emerson Quiet Kool | EBRC5MD1H | (1) Without reverse cycle, with louvered sides, and less than 6,000 Btu/h | 5000 | 11 | No | 6000 |  | (1) Without reverse cycle, with louvered sides, and less than 6,000 Btu/h | #N/A | #N/A | #N/A | #N/A | #N/A | #N/A | #N/A | #N/A | #N/A | #N/A | #N/A | #N/A | #N/A | #N/A | #N/A | #N/A | #N/A | #N/A | #N/A
LG | LW5016 | (1) Without reverse cycle, with louvered sides, and less than 6,000 Btu/h | 5000 | 11 | No | 6000 |  | (1) Without reverse cycle, with louvered sides, and less than 6,000 Btu/h | #N/A | #N/A | #N/A | #N/A | #N/A | #N/A | #N/A | #N/A | #N/A | #N/A | #N/A | #N/A | #N/A | #N/A | #N/A | #N/A | #N/A | #N/A | #N/A
LG | LW5016 | (1) Without reverse cycle, with louvered sides, and less than 6,000 Btu/h | 5000 | 11 | Yes | 6000 |  | (1) Without reverse cycle, with louvered sides, and less than 6,000 Btu/h | #N/A | #N/A | #N/A | #N/A | #N/A | #N/A | #N/A | #N/A | #N/A | #N/A | #N/A | #N/A | #N/A | #N/A | #N/A | #N/A | #N/A | #N/A | #N/A
LG | LW5023Y | (1) Without reverse cycle, with louvered sides, and less than 6,000 Btu/h | 5000 | 11 | Yes | 6000 |  | (1) Without reverse cycle, with louvered sides, and less than 6,000 Btu/h | #N/A | #N/A | #N/A | #N/A | #N/A | #N/A | #N/A | #N/A | #N/A | #N/A | #N/A | #N/A | #N/A | #N/A | #N/A | #N/A | #N/A | #N/A | #N/A
Vissani | VWA05 | (1) Without reverse cycle, with louvered sides, and less than 6,000 Btu/h | 5000 | 11 | Yes | 6000 |  | (1) Without reverse cycle, with louvered sides, and less than 6,000 Btu/h | #N/A | #N/A | #N/A | #N/A | #N/A | #N/A | #N/A | #N/A | #N/A | #N/A | #N/A | #N/A | #N/A | #N/A | #N/A | #N/A | #N/A | #N/A | #N/A
Garrison | 311410574 | (1) Without reverse cycle, with louvered sides, and less than 6,000 Btu/h | 5000 | 11 | No | 6000 |  | (1) Without reverse cycle, with louvered sides, and less than 6,000 Btu/h | #N/A | #N/A | #N/A | #N/A | #N/A | #N/A | #N/A | #N/A | #N/A | #N/A | #N/A | #N/A | #N/A | #N/A | #N/A | #N/A | #N/A | #N/A | #N/A
Commercial cool | CC05MWT | (1) Without reverse cycle, with louvered sides, and less than 6,000 Btu/h | 5000 | 11 | No | 6000 |  | (1) Without reverse cycle, with louvered sides, and less than 6,000 Btu/h | #N/A | #N/A | #N/A | #N/A | #N/A | #N/A | #N/A | #N/A | #N/A | #N/A | #N/A | #N/A | #N/A | #N/A | #N/A | #N/A | #N/A | #N/A | #N/A
Perfect aire | 5PMC5000 | (1) Without reverse cycle, with louvered sides, and less than 6,000 Btu/h | 5000 | 11 | No | 6000 |  | (1) Without reverse cycle, with louvered sides, and less than 6,000 Btu/h | #N/A | #N/A | #N/A | #N/A | #N/A | #N/A | #N/A | #N/A | #N/A | #N/A | #N/A | #N/A | #N/A | #N/A | #N/A | #N/A | #N/A | #N/A | #N/A
Homepointe | MWHUK-05CMN8-BCK0 | (1) Without reverse cycle, with louvered sides, and less than 6,000 Btu/h | 5000 | 11 | Yes | 6000 |  | (1) Without reverse cycle, with louvered sides, and less than 6,000 Btu/h | #N/A | #N/A | #N/A | #N/A | #N/A | #N/A | #N/A | #N/A | #N/A | #N/A | #N/A | #N/A | #N/A | #N/A | #N/A | #N/A | #N/A | #N/A | #N/A
KUL | KU-WAC105R32 | (1) Without reverse cycle, with louvered sides, and less than 6,000 Btu/h | 5000 | 11 | No | 6000 |  | (1) Without reverse cycle, with louvered sides, and less than 6,000 Btu/h | #N/A | #N/A | #N/A | #N/A | #N/A | #N/A | #N/A | #N/A | #N/A | #N/A | #N/A | #N/A | #N/A | #N/A | #N/A | #N/A | #N/A | #N/A | #N/A
LG | 3613697 | (1) Without reverse cycle, with louvered sides, and less than 6,000 Btu/h | 5000 | 11 | No | 6000 |  | (1) Without reverse cycle, with louvered sides, and less than 6,000 Btu/h | #N/A | #N/A | #N/A | #N/A | #N/A | #N/A | #N/A | #N/A | #N/A | #N/A | #N/A | #N/A | #N/A | #N/A | #N/A | #N/A | #N/A | #N/A | #N/A
GE | AHED05AC** | (1) Without reverse cycle, with louvered sides, and less than 6,000 Btu/h | 5000 | 11 | Yes | 6000 |  | (1) Without reverse cycle, with louvered sides, and less than 6,000 Btu/h | #N/A | #N/A | #N/A | #N/A | #N/A | #N/A | #N/A | #N/A | #N/A | #N/A | #N/A | #N/A | #N/A | #N/A | #N/A | #N/A | #N/A | #N/A | #N/A
GE | ATV05LZ** | (1) Without reverse cycle, with louvered sides, and less than 6,000 Btu/h | 5000 | 11 | No | 6000 |  | (1) Without reverse cycle, with louvered sides, and less than 6,000 Btu/h | #N/A | #N/A | #N/A | #N/A | #N/A | #N/A | #N/A | #N/A | #N/A | #N/A | #N/A | #N/A | #N/A | #N/A | #N/A | #N/A | #N/A | #N/A | #N/A
GE | AHLC05CA** | (1) Without reverse cycle, with louvered sides, and less than 6,000 Btu/h | 5000 | 11 | No | 6000 |  | (1) Without reverse cycle, with louvered sides, and less than 6,000 Btu/h | #N/A | #N/A | #N/A | #N/A | #N/A | #N/A | #N/A | #N/A | #N/A | #N/A | #N/A | #N/A | #N/A | #N/A | #N/A | #N/A | #N/A | #N/A | #N/A
Midea | MAW05R1WWT | (1) Without reverse cycle, with louvered sides, and less than 6,000 Btu/h | 5000 | 11 | No | 6000 |  | (1) Without reverse cycle, with louvered sides, and less than 6,000 Btu/h | #N/A | #N/A | #N/A | #N/A | #N/A | #N/A | #N/A | #N/A | #N/A | #N/A | #N/A | #N/A | #N/A | #N/A | #N/A | #N/A | #N/A | #N/A | #N/A
Acekool | ACE-WAC8K-I | (1) Without reverse cycle, with louvered sides, and less than 6,000 Btu/h | 5000 | 11 | Yes | 6000 |  | (1) Without reverse cycle, with louvered sides, and less than 6,000 Btu/h | #N/A | #N/A | #N/A | #N/A | #N/A | #N/A | #N/A | #N/A | #N/A | #N/A | #N/A | #N/A | #N/A | #N/A | #N/A | #N/A | #N/A | #N/A | #N/A
Midea | MAW05M1WWT | (1) Without reverse cycle, with louvered sides, and less than 6,000 Btu/h | 5000 | 11 | Yes | 6000 |  | (1) Without reverse cycle, with louvered sides, and less than 6,000 Btu/h | #N/A | #N/A | #N/A | #N/A | #N/A | #N/A | #N/A | #N/A | #N/A | #N/A | #N/A | #N/A | #N/A | #N/A | #N/A | #N/A | #N/A | #N/A | #N/A
TCL | H5W23M | (1) Without reverse cycle, with louvered sides, and less than 6,000 Btu/h | 5000 | 11 | No | 6000 |  | (1) Without reverse cycle, with louvered sides, and less than 6,000 Btu/h | #N/A | #N/A | #N/A | #N/A | #N/A | #N/A | #N/A | #N/A | #N/A | #N/A | #N/A | #N/A | #N/A | #N/A | #N/A | #N/A | #N/A | #N/A | #N/A
TCL | H5W23W | (1) Without reverse cycle, with louvered sides, and less than 6,000 Btu/h | 5000 | 11 | Yes | 6000 |  | (1) Without reverse cycle, with louvered sides, and less than 6,000 Btu/h | #N/A | #N/A | #N/A | #N/A | #N/A | #N/A | #N/A | #N/A | #N/A | #N/A | #N/A | #N/A | #N/A | #N/A | #N/A | #N/A | #N/A | #N/A | #N/A
TCL | W5WR1 | (1) Without reverse cycle, with louvered sides, and less than 6,000 Btu/h | 5000 | 11 | No | 6000 |  | (1) Without reverse cycle, with louvered sides, and less than 6,000 Btu/h | #N/A | #N/A | #N/A | #N/A | #N/A | #N/A | #N/A | #N/A | #N/A | #N/A | #N/A | #N/A | #N/A | #N/A | #N/A | #N/A | #N/A | #N/A | #N/A
TOSHIBA | 311290375 | (1) Without reverse cycle, with louvered sides, and less than 6,000 Btu/h | 5000 | 11 | Yes | 6000 |  | (1) Without reverse cycle, with louvered sides, and less than 6,000 Btu/h | #N/A | #N/A | #N/A | #N/A | #N/A | #N/A | #N/A | #N/A | #N/A | #N/A | #N/A | #N/A | #N/A | #N/A | #N/A | #N/A | #N/A | #N/A | #N/A
Frigidaire | FFRA052WA1 | (1) Without reverse cycle, with louvered sides, and less than 6,000 Btu/h | 5000 | 11 | Yes | 6000 |  | (1) Without reverse cycle, with louvered sides, and less than 6,000 Btu/h | #N/A | #N/A | #N/A | #N/A | #N/A | #N/A | #N/A | #N/A | #N/A | #N/A | #N/A | #N/A | #N/A | #N/A | #N/A | #N/A | #N/A | #N/A | #N/A
Frigidaire | FFRA0511R1E | (1) Without reverse cycle, with louvered sides, and less than 6,000 Btu/h | 5000 | 11 | No | 6000 |  | (1) Without reverse cycle, with louvered sides, and less than 6,000 Btu/h | #N/A | #N/A | #N/A | #N/A | #N/A | #N/A | #N/A | #N/A | #N/A | #N/A | #N/A | #N/A | #N/A | #N/A | #N/A | #N/A | #N/A | #N/A | #N/A
Keystone | KSTAW05BE | (1) Without reverse cycle, with louvered sides, and less than 6,000 Btu/h | 5000 | 11 | No | 6000 |  | (1) Without reverse cycle, with louvered sides, and less than 6,000 Btu/h | #N/A | #N/A | #N/A | #N/A | #N/A | #N/A | #N/A | #N/A | #N/A | #N/A | #N/A | #N/A | #N/A | #N/A | #N/A | #N/A | #N/A | #N/A | #N/A
Impecca | IWA05-KM15 | (1) Without reverse cycle, with louvered sides, and less than 6,000 Btu/h | 5000 | 11 | Yes | 6000 |  | (1) Without reverse cycle, with louvered sides, and less than 6,000 Btu/h | #N/A | #N/A | #N/A | #N/A | #N/A | #N/A | #N/A | #N/A | #N/A | #N/A | #N/A | #N/A | #N/A | #N/A | #N/A | #N/A | #N/A | #N/A | #N/A
Norpole | NPRAC5KWMZ1 | (1) Without reverse cycle, with louvered sides, and less than 6,000 Btu/h | 5000 | 11 | No | 6000 |  | (1) Without reverse cycle, with louvered sides, and less than 6,000 Btu/h | #N/A | #N/A | #N/A | #N/A | #N/A | #N/A | #N/A | #N/A | #N/A | #N/A | #N/A | #N/A | #N/A | #N/A | #N/A | #N/A | #N/A | #N/A | #N/A
Sarasota breeze | SB-05M | (1) Without reverse cycle, with louvered sides, and less than 6,000 Btu/h | 5000 | 11 | No | 6000 |  | (1) Without reverse cycle, with louvered sides, and less than 6,000 Btu/h | #N/A | #N/A | #N/A | #N/A | #N/A | #N/A | #N/A | #N/A | #N/A | #N/A | #N/A | #N/A | #N/A | #N/A | #N/A | #N/A | #N/A | #N/A | #N/A
Comfort Aire | RG-51Q | (1) Without reverse cycle, with louvered sides, and less than 6,000 Btu/h | 5000 | 11 | Yes | 6000 |  | (1) Without reverse cycle, with louvered sides, and less than 6,000 Btu/h | #N/A | #N/A | #N/A | #N/A | #N/A | #N/A | #N/A | #N/A | #N/A | #N/A | #N/A | #N/A | #N/A | #N/A | #N/A | #N/A | #N/A | #N/A | #N/A
Toshiba | RAC-WK0512CMRU | (1) Without reverse cycle, with louvered sides, and less than 6,000 Btu/h | 5000 | 11 | Yes | 6000 |  | (1) Without reverse cycle, with louvered sides, and less than 6,000 Btu/h | #N/A | #N/A | #N/A | #N/A | #N/A | #N/A | #N/A | #N/A | #N/A | #N/A | #N/A | #N/A | #N/A | #N/A | #N/A | #N/A | #N/A | #N/A | #N/A
Midea | MAW05M1WBL | (1) Without reverse cycle, with louvered sides, and less than 6,000 Btu/h | 5000 | 11 | No | 6000 |  | (1) Without reverse cycle, with louvered sides, and less than 6,000 Btu/h | #N/A | #N/A | #N/A | #N/A | #N/A | #N/A | #N/A | #N/A | #N/A | #N/A | #N/A | #N/A | #N/A | #N/A | #N/A | #N/A | #N/A | #N/A | #N/A
Midea | MAW05M1YWT-E | (1) Without reverse cycle, with louvered sides, and less than 6,000 Btu/h | 5000 | 11 | Yes | 6000 |  | (1) Without reverse cycle, with louvered sides, and less than 6,000 Btu/h | #N/A | #N/A | #N/A | #N/A | #N/A | #N/A | #N/A | #N/A | #N/A | #N/A | #N/A | #N/A | #N/A | #N/A | #N/A | #N/A | #N/A | #N/A | #N/A
Danby | DAC050ME1WDB | (1) Without reverse cycle, with louvered sides, and less than 6,000 Btu/h | 5000 | 11 | Yes | 6000 |  | (1) Without reverse cycle, with louvered sides, and less than 6,000 Btu/h | #N/A | #N/A | #N/A | #N/A | #N/A | #N/A | #N/A | #N/A | #N/A | #N/A | #N/A | #N/A | #N/A | #N/A | #N/A | #N/A | #N/A | #N/A | #N/A
Emerson Quiet Kool | EARC5RD1H | (1) Without reverse cycle, with louvered sides, and less than 6,000 Btu/h | 5000 | 11 | Yes | 6000 |  | (1) Without reverse cycle, with louvered sides, and less than 6,000 Btu/h | #N/A | #N/A | #N/A | #N/A | #N/A | #N/A | #N/A | #N/A | #N/A | #N/A | #N/A | #N/A | #N/A | #N/A | #N/A | #N/A | #N/A | #N/A | #N/A
EMERSON QUIET KOOL | EBRC5RD1H | (1) Without reverse cycle, with louvered sides, and less than 6,000 Btu/h | 5000 | 11 | Yes | 6000 |  | (1) Without reverse cycle, with louvered sides, and less than 6,000 Btu/h | #N/A | #N/A | #N/A | #N/A | #N/A | #N/A | #N/A | #N/A | #N/A | #N/A | #N/A | #N/A | #N/A | #N/A | #N/A | #N/A | #N/A | #N/A | #N/A
EMERSON QUIET KOOL | EARC5RD1H | (1) Without reverse cycle, with louvered sides, and less than 6,000 Btu/h | 5000 | 11 | No | 6000 |  | (1) Without reverse cycle, with louvered sides, and less than 6,000 Btu/h | #N/A | #N/A | #N/A | #N/A | #N/A | #N/A | #N/A | #N/A | #N/A | #N/A | #N/A | #N/A | #N/A | #N/A | #N/A | #N/A | #N/A | #N/A | #N/A
HISENSE | AW-05CR1RUGU10 | (1) Without reverse cycle, with louvered sides, and less than 6,000 Btu/h | 5000 | 11 | No | 6000 |  | (1) Without reverse cycle, with louvered sides, and less than 6,000 Btu/h | #N/A | #N/A | #N/A | #N/A | #N/A | #N/A | #N/A | #N/A | #N/A | #N/A | #N/A | #N/A | #N/A | #N/A | #N/A | #N/A | #N/A | #N/A | #N/A
HISENSE | AW-05CM1RUGU10 | (1) Without reverse cycle, with louvered sides, and less than 6,000 Btu/h | 5000 | 11 | No | 6000 |  | (1) Without reverse cycle, with louvered sides, and less than 6,000 Btu/h | #N/A | #N/A | #N/A | #N/A | #N/A | #N/A | #N/A | #N/A | #N/A | #N/A | #N/A | #N/A | #N/A | #N/A | #N/A | #N/A | #N/A | #N/A | #N/A
LG | LW5016 | (1) Without reverse cycle, with louvered sides, and less than 6,000 Btu/h | 5000 | 11 | No | 6000 |  | (1) Without reverse cycle, with louvered sides, and less than 6,000 Btu/h | #N/A | #N/A | #N/A | #N/A | #N/A | #N/A | #N/A | #N/A | #N/A | #N/A | #N/A | #N/A | #N/A | #N/A | #N/A | #N/A | #N/A | #N/A | #N/A
LG | LW5016 | (1) Without reverse cycle, with louvered sides, and less than 6,000 Btu/h | 5000 | 11 | No | 6000 |  | (1) Without reverse cycle, with louvered sides, and less than 6,000 Btu/h | #N/A | #N/A | #N/A | #N/A | #N/A | #N/A | #N/A | #N/A | #N/A | #N/A | #N/A | #N/A | #N/A | #N/A | #N/A | #N/A | #N/A | #N/A | #N/A
LG | LW5023 | (1) Without reverse cycle, with louvered sides, and less than 6,000 Btu/h | 5000 | 11 | No | 6000 |  | (1) Without reverse cycle, with louvered sides, and less than 6,000 Btu/h | #N/A | #N/A | #N/A | #N/A | #N/A | #N/A | #N/A | #N/A | #N/A | #N/A | #N/A | #N/A | #N/A | #N/A | #N/A | #N/A | #N/A | #N/A | #N/A
hOme | HME020003N | (1) Without reverse cycle, with louvered sides, and less than 6,000 Btu/h | 5000 | 11 | No | 6000 |  | (1) Without reverse cycle, with louvered sides, and less than 6,000 Btu/h | #N/A | #N/A | #N/A | #N/A | #N/A | #N/A | #N/A | #N/A | #N/A | #N/A | #N/A | #N/A | #N/A | #N/A | #N/A | #N/A | #N/A | #N/A | #N/A
Seasons | SW05M1 | (1) Without reverse cycle, with louvered sides, and less than 6,000 Btu/h | 5000 | 11 | No | 6000 |  | (1) Without reverse cycle, with louvered sides, and less than 6,000 Btu/h | #N/A | #N/A | #N/A | #N/A | #N/A | #N/A | #N/A | #N/A | #N/A | #N/A | #N/A | #N/A | #N/A | #N/A | #N/A | #N/A | #N/A | #N/A | #N/A
DENALI AIRE | 1DMC5K | (1) Without reverse cycle, with louvered sides, and less than 6,000 Btu/h | 5000 | 11 | No | 6000 |  | (1) Without reverse cycle, with louvered sides, and less than 6,000 Btu/h | #N/A | #N/A | #N/A | #N/A | #N/A | #N/A | #N/A | #N/A | #N/A | #N/A | #N/A | #N/A | #N/A | #N/A | #N/A | #N/A | #N/A | #N/A | #N/A
BLACK+DECKER | BD05MWT6 | (1) Without reverse cycle, with louvered sides, and less than 6,000 Btu/h | 5000 | 11 | No | 6000 |  | (1) Without reverse cycle, with louvered sides, and less than 6,000 Btu/h | #N/A | #N/A | #N/A | #N/A | #N/A | #N/A | #N/A | #N/A | #N/A | #N/A | #N/A | #N/A | #N/A | #N/A | #N/A | #N/A | #N/A | #N/A | #N/A
Bhojwani Wholesale | DS-05WAC | (1) Without reverse cycle, with louvered sides, and less than 6,000 Btu/h | 5000 | 11 | No | 6000 |  | (1) Without reverse cycle, with louvered sides, and less than 6,000 Btu/h | #N/A | #N/A | #N/A | #N/A | #N/A | #N/A | #N/A | #N/A | #N/A | #N/A | #N/A | #N/A | #N/A | #N/A | #N/A | #N/A | #N/A | #N/A | #N/A
LG | LW5023Y | (1) Without reverse cycle, with louvered sides, and less than 6,000 Btu/h | 5000 | 11 | Yes | 6000 |  | (1) Without reverse cycle, with louvered sides, and less than 6,000 Btu/h | #N/A | #N/A | #N/A | #N/A | #N/A | #N/A | #N/A | #N/A | #N/A | #N/A | #N/A | #N/A | #N/A | #N/A | #N/A | #N/A | #N/A | #N/A | #N/A
TOSCANA | 57H-IFJ-TWAC05CMA1K0 | (1) Without reverse cycle, with louvered sides, and less than 6,000 Btu/h | 5000 | 11 | No | 6000 |  | (1) Without reverse cycle, with louvered sides, and less than 6,000 Btu/h | #N/A | #N/A | #N/A | #N/A | #N/A | #N/A | #N/A | #N/A | #N/A | #N/A | #N/A | #N/A | #N/A | #N/A | #N/A | #N/A | #N/A | #N/A | #N/A
TOSCANA | 57H-IFJ-TWAC05CRA1K0 | (1) Without reverse cycle, with louvered sides, and less than 6,000 Btu/h | 5000 | 11 | Yes | 6000 |  | (1) Without reverse cycle, with louvered sides, and less than 6,000 Btu/h | #N/A | #N/A | #N/A | #N/A | #N/A | #N/A | #N/A | #N/A | #N/A | #N/A | #N/A | #N/A | #N/A | #N/A | #N/A | #N/A | #N/A | #N/A | #N/A
Honeywell | HAC5 | (1) Without reverse cycle, with louvered sides, and less than 6,000 Btu/h | 5000 | 11 | Yes | 6000 |  | (1) Without reverse cycle, with louvered sides, and less than 6,000 Btu/h | #N/A | #N/A | #N/A | #N/A | #N/A | #N/A | #N/A | #N/A | #N/A | #N/A | #N/A | #N/A | #N/A | #N/A | #N/A | #N/A | #N/A | #N/A | #N/A
Midea | MAW05M1YWT | (1) Without reverse cycle, with louvered sides, and less than 6,000 Btu/h | 5000 | 11 | Yes | 6000 |  | (1) Without reverse cycle, with louvered sides, and less than 6,000 Btu/h | #N/A | #N/A | #N/A | #N/A | #N/A | #N/A | #N/A | #N/A | #N/A | #N/A | #N/A | #N/A | #N/A | #N/A | #N/A | #N/A | #N/A | #N/A | #N/A
Senville | SENVWAC-05CMN8 | (1) Without reverse cycle, with louvered sides, and less than 6,000 Btu/h | 5000 | 11 | Yes | 6000 |  | (1) Without reverse cycle, with louvered sides, and less than 6,000 Btu/h | #N/A | #N/A | #N/A | #N/A | #N/A | #N/A | #N/A | #N/A | #N/A | #N/A | #N/A | #N/A | #N/A | #N/A | #N/A | #N/A | #N/A | #N/A | #N/A
AMANA | AMAP050DW | (1) Without reverse cycle, with louvered sides, and less than 6,000 Btu/h | 5000 | 11 | No | 6000 |  | (1) Without reverse cycle, with louvered sides, and less than 6,000 Btu/h | #N/A | #N/A | #N/A | #N/A | #N/A | #N/A | #N/A | #N/A | #N/A | #N/A | #N/A | #N/A | #N/A | #N/A | #N/A | #N/A | #N/A | #N/A | #N/A
COOL-LIVING | WHAW050DW | (1) Without reverse cycle, with louvered sides, and less than 6,000 Btu/h | 5000 | 11 | Yes | 6000 |  | (1) Without reverse cycle, with louvered sides, and less than 6,000 Btu/h | #N/A | #N/A | #N/A | #N/A | #N/A | #N/A | #N/A | #N/A | #N/A | #N/A | #N/A | #N/A | #N/A | #N/A | #N/A | #N/A | #N/A | #N/A | #N/A
GE | AHT05LZ** | (1) Without reverse cycle, with louvered sides, and less than 6,000 Btu/h | 5100 | 11 | Yes | 6000 |  | (1) Without reverse cycle, with louvered sides, and less than 6,000 Btu/h | #N/A | #N/A | #N/A | #N/A | #N/A | #N/A | #N/A | #N/A | #N/A | #N/A | #N/A | #N/A | #N/A | #N/A | #N/A | #N/A | #N/A | #N/A | #N/A
Frigidaire | FFRA0511U1E | (1) Without reverse cycle, with louvered sides, and less than 6,000 Btu/h | 5100 | 11 | Yes | 6000 |  | (1) Without reverse cycle, with louvered sides, and less than 6,000 Btu/h | #N/A | #N/A | #N/A | #N/A | #N/A | #N/A | #N/A | #N/A | #N/A | #N/A | #N/A | #N/A | #N/A | #N/A | #N/A | #N/A | #N/A | #N/A | #N/A
DELLA | 048-TL-WAC5K32 | (1) Without reverse cycle, with louvered sides, and less than 6,000 Btu/h | 5100 | 11 | No | 6000 |  | (1) Without reverse cycle, with louvered sides, and less than 6,000 Btu/h | #N/A | #N/A | #N/A | #N/A | #N/A | #N/A | #N/A | #N/A | #N/A | #N/A | #N/A | #N/A | #N/A | #N/A | #N/A | #N/A | #N/A | #N/A | #N/A
ARCTIC WIND | 2AW5000MSA | (1) Without reverse cycle, with louvered sides, and less than 6,000 Btu/h | 5100 | 11 | Yes | 6000 |  | (1) Without reverse cycle, with louvered sides, and less than 6,000 Btu/h | #N/A | #N/A | #N/A | #N/A | #N/A | #N/A | #N/A | #N/A | #N/A | #N/A | #N/A | #N/A | #N/A | #N/A | #N/A | #N/A | #N/A | #N/A | #N/A
EASYHOME | AWAC-05CMD1 | (1) Without reverse cycle, with louvered sides, and less than 6,000 Btu/h | 5100 | 11 | Yes | 6000 |  | (1) Without reverse cycle, with louvered sides, and less than 6,000 Btu/h | #N/A | #N/A | #N/A | #N/A | #N/A | #N/A | #N/A | #N/A | #N/A | #N/A | #N/A | #N/A | #N/A | #N/A | #N/A | #N/A | #N/A | #N/A | #N/A
Haier | QTPC05AA** | (1) Without reverse cycle, with louvered sides, and less than 6,000 Btu/h | 5100 | 11 | No | 6000 |  | (1) Without reverse cycle, with louvered sides, and less than 6,000 Btu/h | #N/A | #N/A | #N/A | #N/A | #N/A | #N/A | #N/A | #N/A | #N/A | #N/A | #N/A | #N/A | #N/A | #N/A | #N/A | #N/A | #N/A | #N/A | #N/A
GE | AHW05LZ** | (1) Without reverse cycle, with louvered sides, and less than 6,000 Btu/h | 5100 | 11 | No | 6000 |  | (1) Without reverse cycle, with louvered sides, and less than 6,000 Btu/h | #N/A | #N/A | #N/A | #N/A | #N/A | #N/A | #N/A | #N/A | #N/A | #N/A | #N/A | #N/A | #N/A | #N/A | #N/A | #N/A | #N/A | #N/A | #N/A
GE | AHV05LZ** | (1) Without reverse cycle, with louvered sides, and less than 6,000 Btu/h | 5100 | 11 | No | 6000 |  | (1) Without reverse cycle, with louvered sides, and less than 6,000 Btu/h | #N/A | #N/A | #N/A | #N/A | #N/A | #N/A | #N/A | #N/A | #N/A | #N/A | #N/A | #N/A | #N/A | #N/A | #N/A | #N/A | #N/A | #N/A | #N/A
GE | AHP05LZ** | (1) Without reverse cycle, with louvered sides, and less than 6,000 Btu/h | 5100 | 11 | Yes | 6000 |  | (1) Without reverse cycle, with louvered sides, and less than 6,000 Btu/h | #N/A | #N/A | #N/A | #N/A | #N/A | #N/A | #N/A | #N/A | #N/A | #N/A | #N/A | #N/A | #N/A | #N/A | #N/A | #N/A | #N/A | #N/A | #N/A
GE | AHB05LZ** | (1) Without reverse cycle, with louvered sides, and less than 6,000 Btu/h | 5100 | 11 | No | 6000 |  | (1) Without reverse cycle, with louvered sides, and less than 6,000 Btu/h | #N/A | #N/A | #N/A | #N/A | #N/A | #N/A | #N/A | #N/A | #N/A | #N/A | #N/A | #N/A | #N/A | #N/A | #N/A | #N/A | #N/A | #N/A | #N/A
GE | AHEC05AC** | (1) Without reverse cycle, with louvered sides, and less than 6,000 Btu/h | 5100 | 11 | No | 6000 |  | (1) Without reverse cycle, with louvered sides, and less than 6,000 Btu/h | #N/A | #N/A | #N/A | #N/A | #N/A | #N/A | #N/A | #N/A | #N/A | #N/A | #N/A | #N/A | #N/A | #N/A | #N/A | #N/A | #N/A | #N/A | #N/A
Frigidaire | FFRA0511U1 | (1) Without reverse cycle, with louvered sides, and less than 6,000 Btu/h | 5100 | 11 | Yes | 6000 |  | (1) Without reverse cycle, with louvered sides, and less than 6,000 Btu/h | #N/A | #N/A | #N/A | #N/A | #N/A | #N/A | #N/A | #N/A | #N/A | #N/A | #N/A | #N/A | #N/A | #N/A | #N/A | #N/A | #N/A | #N/A | #N/A
Haier | QTPC05AA** | (1) Without reverse cycle, with louvered sides, and less than 6,000 Btu/h | 5100 | 11 | No | 6000 |  | (1) Without reverse cycle, with louvered sides, and less than 6,000 Btu/h | #N/A | #N/A | #N/A | #N/A | #N/A | #N/A | #N/A | #N/A | #N/A | #N/A | #N/A | #N/A | #N/A | #N/A | #N/A | #N/A | #N/A | #N/A | #N/A
Haier | QHEC05AC** | (1) Without reverse cycle, with louvered sides, and less than 6,000 Btu/h | 5100 | 11 | No | 6000 |  | (1) Without reverse cycle, with louvered sides, and less than 6,000 Btu/h | #N/A | #N/A | #N/A | #N/A | #N/A | #N/A | #N/A | #N/A | #N/A | #N/A | #N/A | #N/A | #N/A | #N/A | #N/A | #N/A | #N/A | #N/A | #N/A
GE | AHV05LY** | (1) Without reverse cycle, with louvered sides, and less than 6,000 Btu/h | 5100 | 11 | No | 6000 |  | (1) Without reverse cycle, with louvered sides, and less than 6,000 Btu/h | #N/A | #N/A | #N/A | #N/A | #N/A | #N/A | #N/A | #N/A | #N/A | #N/A | #N/A | #N/A | #N/A | #N/A | #N/A | #N/A | #N/A | #N/A | #N/A
GE | AHTC05AA** | (1) Without reverse cycle, with louvered sides, and less than 6,000 Btu/h | 5100 | 11 | Yes | 6000 |  | (1) Without reverse cycle, with louvered sides, and less than 6,000 Btu/h | #N/A | #N/A | #N/A | #N/A | #N/A | #N/A | #N/A | #N/A | #N/A | #N/A | #N/A | #N/A | #N/A | #N/A | #N/A | #N/A | #N/A | #N/A | #N/A
ProAire | 1PRMC5000 | (1) Without reverse cycle, with louvered sides, and less than 6,000 Btu/h | 5100 | 11 | Yes | 6000 |  | (1) Without reverse cycle, with louvered sides, and less than 6,000 Btu/h | #N/A | #N/A | #N/A | #N/A | #N/A | #N/A | #N/A | #N/A | #N/A | #N/A | #N/A | #N/A | #N/A | #N/A | #N/A | #N/A | #N/A | #N/A | #N/A
Denali Aire | 2DMC5K | (1) Without reverse cycle, with louvered sides, and less than 6,000 Btu/h | 5100 | 11 | Yes | 6000 |  | (1) Without reverse cycle, with louvered sides, and less than 6,000 Btu/h | #N/A | #N/A | #N/A | #N/A | #N/A | #N/A | #N/A | #N/A | #N/A | #N/A | #N/A | #N/A | #N/A | #N/A | #N/A | #N/A | #N/A | #N/A | #N/A
Frigidaire | FFRA0522U1E | (1) Without reverse cycle, with louvered sides, and less than 6,000 Btu/h | 5100 | 11 | No | 6000 |  | (1) Without reverse cycle, with louvered sides, and less than 6,000 Btu/h | #N/A | #N/A | #N/A | #N/A | #N/A | #N/A | #N/A | #N/A | #N/A | #N/A | #N/A | #N/A | #N/A | #N/A | #N/A | #N/A | #N/A | #N/A | #N/A
Frigidaire | FFRA0522U1 | (1) Without reverse cycle, with louvered sides, and less than 6,000 Btu/h | 5100 | 11 | Yes | 6000 |  | (1) Without reverse cycle, with louvered sides, and less than 6,000 Btu/h | #N/A | #N/A | #N/A | #N/A | #N/A | #N/A | #N/A | #N/A | #N/A | #N/A | #N/A | #N/A | #N/A | #N/A | #N/A | #N/A | #N/A | #N/A | #N/A
GE | AHP05LZ** | (1) Without reverse cycle, with louvered sides, and less than 6,000 Btu/h | 5100 | 11 | No | 6000 |  | (1) Without reverse cycle, with louvered sides, and less than 6,000 Btu/h | #N/A | #N/A | #N/A | #N/A | #N/A | #N/A | #N/A | #N/A | #N/A | #N/A | #N/A | #N/A | #N/A | #N/A | #N/A | #N/A | #N/A | #N/A | #N/A
GE APPLIANCES | 840464 | (1) Without reverse cycle, with louvered sides, and less than 6,000 Btu/h | 5100 | 11 | Yes | 6000 |  | (1) Without reverse cycle, with louvered sides, and less than 6,000 Btu/h | #N/A | #N/A | #N/A | #N/A | #N/A | #N/A | #N/A | #N/A | #N/A | #N/A | #N/A | #N/A | #N/A | #N/A | #N/A | #N/A | #N/A | #N/A | #N/A
RCA | RACM5000-G | (1) Without reverse cycle, with louvered sides, and less than 6,000 Btu/h | 5100 | 11 | Yes | 6000 |  | (1) Without reverse cycle, with louvered sides, and less than 6,000 Btu/h | #N/A | #N/A | #N/A | #N/A | #N/A | #N/A | #N/A | #N/A | #N/A | #N/A | #N/A | #N/A | #N/A | #N/A | #N/A | #N/A | #N/A | #N/A | #N/A
RCA | RACM5022-6COM | (1) Without reverse cycle, with louvered sides, and less than 6,000 Btu/h | 5100 | 11 | No | 6000 |  | (1) Without reverse cycle, with louvered sides, and less than 6,000 Btu/h | #N/A | #N/A | #N/A | #N/A | #N/A | #N/A | #N/A | #N/A | #N/A | #N/A | #N/A | #N/A | #N/A | #N/A | #N/A | #N/A | #N/A | #N/A | #N/A
COOL-LIVING | CL-RAC05MW-22 | (1) Without reverse cycle, with louvered sides, and less than 6,000 Btu/h | 5100 | 11 | No | 6000 |  | (1) Without reverse cycle, with louvered sides, and less than 6,000 Btu/h | #N/A | #N/A | #N/A | #N/A | #N/A | #N/A | #N/A | #N/A | #N/A | #N/A | #N/A | #N/A | #N/A | #N/A | #N/A | #N/A | #N/A | #N/A | #N/A
GE | AHT05LZW1 | (1) Without reverse cycle, with louvered sides, and less than 6,000 Btu/h | 5100 | 11 | Yes | 6000 |  | (1) Without reverse cycle, with louvered sides, and less than 6,000 Btu/h | #N/A | #N/A | #N/A | #N/A | #N/A | #N/A | #N/A | #N/A | #N/A | #N/A | #N/A | #N/A | #N/A | #N/A | #N/A | #N/A | #N/A | #N/A | #N/A
GE | AHB05LZQ2 | (1) Without reverse cycle, with louvered sides, and less than 6,000 Btu/h | 5100 | 11 | No | 6000 |  | (1) Without reverse cycle, with louvered sides, and less than 6,000 Btu/h | #N/A | #N/A | #N/A | #N/A | #N/A | #N/A | #N/A | #N/A | #N/A | #N/A | #N/A | #N/A | #N/A | #N/A | #N/A | #N/A | #N/A | #N/A | #N/A
Friedrich | CP05G10B | (1) Without reverse cycle, with louvered sides, and less than 6,000 Btu/h | 5200 | 11 | No | 6000 |  | (1) Without reverse cycle, with louvered sides, and less than 6,000 Btu/h | #N/A | #N/A | #N/A | #N/A | #N/A | #N/A | #N/A | #N/A | #N/A | #N/A | #N/A | #N/A | #N/A | #N/A | #N/A | #N/A | #N/A | #N/A | #N/A
GE | AKV05LZ** | (1) Without reverse cycle, with louvered sides, and less than 6,000 Btu/h | 5200 | 11 | No | 6000 |  | (1) Without reverse cycle, with louvered sides, and less than 6,000 Btu/h | #N/A | #N/A | #N/A | #N/A | #N/A | #N/A | #N/A | #N/A | #N/A | #N/A | #N/A | #N/A | #N/A | #N/A | #N/A | #N/A | #N/A | #N/A | #N/A
GE | AHLE06CA** | (2) Without reverse cycle, with louvered sides, and 6,000 to 7,999 Btu/h | 6000 | 11 | Yes | 8000 | 6000 | (2) Without reverse cycle, with louvered sides, and 6,000 to 7,999 Btu/h | #N/A | #N/A | #N/A | #N/A | #N/A | #N/A | #N/A | #N/A | #N/A | #N/A | #N/A | #N/A | #N/A | #N/A | #N/A | #N/A | #N/A | #N/A | #N/A
ProAire | 1PRNC6000 | (2) Without reverse cycle, with louvered sides, and 6,000 to 7,999 Btu/h | 6000 | 11 | Yes | 8000 | 6000 | (2) Without reverse cycle, with louvered sides, and 6,000 to 7,999 Btu/h | #N/A | #N/A | #N/A | #N/A | #N/A | #N/A | #N/A | #N/A | #N/A | #N/A | #N/A | #N/A | #N/A | #N/A | #N/A | #N/A | #N/A | #N/A | #N/A
TOSHIBA | 311290372 | (2) Without reverse cycle, with louvered sides, and 6,000 to 7,999 Btu/h | 6000 | 11 | Yes | 8000 | 6000 | (2) Without reverse cycle, with louvered sides, and 6,000 to 7,999 Btu/h | #N/A | #N/A | #N/A | #N/A | #N/A | #N/A | #N/A | #N/A | #N/A | #N/A | #N/A | #N/A | #N/A | #N/A | #N/A | #N/A | #N/A | #N/A | #N/A
Frigidaire | FFRA062ZA1 | (2) Without reverse cycle, with louvered sides, and 6,000 to 7,999 Btu/h | 6000 | 11 | Yes | 8000 | 6000 | (2) Without reverse cycle, with louvered sides, and 6,000 to 7,999 Btu/h | #N/A | #N/A | #N/A | #N/A | #N/A | #N/A | #N/A | #N/A | #N/A | #N/A | #N/A | #N/A | #N/A | #N/A | #N/A | #N/A | #N/A | #N/A | #N/A
Frigidaire | FFRA062WAE | (2) Without reverse cycle, with louvered sides, and 6,000 to 7,999 Btu/h | 6000 | 11 | No | 8000 | 6000 | (2) Without reverse cycle, with louvered sides, and 6,000 to 7,999 Btu/h | #N/A | #N/A | #N/A | #N/A | #N/A | #N/A | #N/A | #N/A | #N/A | #N/A | #N/A | #N/A | #N/A | #N/A | #N/A | #N/A | #N/A | #N/A | #N/A
Frigidaire | FFRA0611R1 | (2) Without reverse cycle, with louvered sides, and 6,000 to 7,999 Btu/h | 6000 | 11 | Yes | 8000 | 6000 | (2) Without reverse cycle, with louvered sides, and 6,000 to 7,999 Btu/h | #N/A | #N/A | #N/A | #N/A | #N/A | #N/A | #N/A | #N/A | #N/A | #N/A | #N/A | #N/A | #N/A | #N/A | #N/A | #N/A | #N/A | #N/A | #N/A
Frigidaire | FFRA0611R1E | (2) Without reverse cycle, with louvered sides, and 6,000 to 7,999 Btu/h | 6000 | 11 | Yes | 8000 | 6000 | (2) Without reverse cycle, with louvered sides, and 6,000 to 7,999 Btu/h | #N/A | #N/A | #N/A | #N/A | #N/A | #N/A | #N/A | #N/A | #N/A | #N/A | #N/A | #N/A | #N/A | #N/A | #N/A | #N/A | #N/A | #N/A | #N/A
Arctic Wind | 2AWNC6000 | (2) Without reverse cycle, with louvered sides, and 6,000 to 7,999 Btu/h | 6000 | 11 | Yes | 8000 | 6000 | (2) Without reverse cycle, with louvered sides, and 6,000 to 7,999 Btu/h | #N/A | #N/A | #N/A | #N/A | #N/A | #N/A | #N/A | #N/A | #N/A | #N/A | #N/A | #N/A | #N/A | #N/A | #N/A | #N/A | #N/A | #N/A | #N/A
Ocean Breeze | OBZ-06CR3 | (2) Without reverse cycle, with louvered sides, and 6,000 to 7,999 Btu/h | 6000 | 11 | No | 8000 | 6000 | (2) Without reverse cycle, with louvered sides, and 6,000 to 7,999 Btu/h | #N/A | #N/A | #N/A | #N/A | #N/A | #N/A | #N/A | #N/A | #N/A | #N/A | #N/A | #N/A | #N/A | #N/A | #N/A | #N/A | #N/A | #N/A | #N/A
Midea | MAW06R1WBL | (2) Without reverse cycle, with louvered sides, and 6,000 to 7,999 Btu/h | 6000 | 11 | Yes | 8000 | 6000 | (2) Without reverse cycle, with louvered sides, and 6,000 to 7,999 Btu/h | #N/A | #N/A | #N/A | #N/A | #N/A | #N/A | #N/A | #N/A | #N/A | #N/A | #N/A | #N/A | #N/A | #N/A | #N/A | #N/A | #N/A | #N/A | #N/A
Midea | MAW06R1WWT | (2) Without reverse cycle, with louvered sides, and 6,000 to 7,999 Btu/h | 6000 | 11 | Yes | 8000 | 6000 | (2) Without reverse cycle, with louvered sides, and 6,000 to 7,999 Btu/h | #N/A | #N/A | #N/A | #N/A | #N/A | #N/A | #N/A | #N/A | #N/A | #N/A | #N/A | #N/A | #N/A | #N/A | #N/A | #N/A | #N/A | #N/A | #N/A
EMERSON QUIET KOOL | EARC6RD1H | (2) Without reverse cycle, with louvered sides, and 6,000 to 7,999 Btu/h | 6000 | 11 | No | 8000 | 6000 | (2) Without reverse cycle, with louvered sides, and 6,000 to 7,999 Btu/h | #N/A | #N/A | #N/A | #N/A | #N/A | #N/A | #N/A | #N/A | #N/A | #N/A | #N/A | #N/A | #N/A | #N/A | #N/A | #N/A | #N/A | #N/A | #N/A
Hisense | AW0621CR1W | (2) Without reverse cycle, with louvered sides, and 6,000 to 7,999 Btu/h | 6000 | 11 | No | 8000 | 6000 | (2) Without reverse cycle, with louvered sides, and 6,000 to 7,999 Btu/h | #N/A | #N/A | #N/A | #N/A | #N/A | #N/A | #N/A | #N/A | #N/A | #N/A | #N/A | #N/A | #N/A | #N/A | #N/A | #N/A | #N/A | #N/A | #N/A
ARCTIC WIND | 1AW6000DA | (2) Without reverse cycle, with louvered sides, and 6,000 to 7,999 Btu/h | 6000 | 11 | Yes | 8000 | 6000 | (2) Without reverse cycle, with louvered sides, and 6,000 to 7,999 Btu/h | #N/A | #N/A | #N/A | #N/A | #N/A | #N/A | #N/A | #N/A | #N/A | #N/A | #N/A | #N/A | #N/A | #N/A | #N/A | #N/A | #N/A | #N/A | #N/A
Perfect aire | 4PNC6000 | (2) Without reverse cycle, with louvered sides, and 6,000 to 7,999 Btu/h | 6000 | 11 | No | 8000 | 6000 | (2) Without reverse cycle, with louvered sides, and 6,000 to 7,999 Btu/h | #N/A | #N/A | #N/A | #N/A | #N/A | #N/A | #N/A | #N/A | #N/A | #N/A | #N/A | #N/A | #N/A | #N/A | #N/A | #N/A | #N/A | #N/A | #N/A
GE | AHQ06LYC** | (2) Without reverse cycle, with louvered sides, and 6,000 to 7,999 Btu/h | 6000 | 11 | Yes | 8000 | 6000 | (2) Without reverse cycle, with louvered sides, and 6,000 to 7,999 Btu/h | #N/A | #N/A | #N/A | #N/A | #N/A | #N/A | #N/A | #N/A | #N/A | #N/A | #N/A | #N/A | #N/A | #N/A | #N/A | #N/A | #N/A | #N/A | #N/A
Denali Aire | 2DANC6K | (2) Without reverse cycle, with louvered sides, and 6,000 to 7,999 Btu/h | 6000 | 11 | No | 8000 | 6000 | (2) Without reverse cycle, with louvered sides, and 6,000 to 7,999 Btu/h | #N/A | #N/A | #N/A | #N/A | #N/A | #N/A | #N/A | #N/A | #N/A | #N/A | #N/A | #N/A | #N/A | #N/A | #N/A | #N/A | #N/A | #N/A | #N/A
Frigidaire | FFRA062WA1 | (2) Without reverse cycle, with louvered sides, and 6,000 to 7,999 Btu/h | 6000 | 11 | No | 8000 | 6000 | (2) Without reverse cycle, with louvered sides, and 6,000 to 7,999 Btu/h | #N/A | #N/A | #N/A | #N/A | #N/A | #N/A | #N/A | #N/A | #N/A | #N/A | #N/A | #N/A | #N/A | #N/A | #N/A | #N/A | #N/A | #N/A | #N/A
Frigidaire | FFRA0622U1E | (2) Without reverse cycle, with louvered sides, and 6,000 to 7,999 Btu/h | 6000 | 11 | Yes | 8000 | 6000 | (2) Without reverse cycle, with louvered sides, and 6,000 to 7,999 Btu/h | #N/A | #N/A | #N/A | #N/A | #N/A | #N/A | #N/A | #N/A | #N/A | #N/A | #N/A | #N/A | #N/A | #N/A | #N/A | #N/A | #N/A | #N/A | #N/A
Frigidaire | FFRA0611U1 | (2) Without reverse cycle, with louvered sides, and 6,000 to 7,999 Btu/h | 6000 | 11 | No | 8000 | 6000 | (2) Without reverse cycle, with louvered sides, and 6,000 to 7,999 Btu/h | #N/A | #N/A | #N/A | #N/A | #N/A | #N/A | #N/A | #N/A | #N/A | #N/A | #N/A | #N/A | #N/A | #N/A | #N/A | #N/A | #N/A | #N/A | #N/A
Arctic King | KAW06R1BWT | (2) Without reverse cycle, with louvered sides, and 6,000 to 7,999 Btu/h | 6000 | 11 | Yes | 8000 | 6000 | (2) Without reverse cycle, with louvered sides, and 6,000 to 7,999 Btu/h | #N/A | #N/A | #N/A | #N/A | #N/A | #N/A | #N/A | #N/A | #N/A | #N/A | #N/A | #N/A | #N/A | #N/A | #N/A | #N/A | #N/A | #N/A | #N/A
Emerson Quiet Kool | EBRC6RD1H | (2) Without reverse cycle, with louvered sides, and 6,000 to 7,999 Btu/h | 6000 | 11 | No | 8000 | 6000 | (2) Without reverse cycle, with louvered sides, and 6,000 to 7,999 Btu/h | #N/A | #N/A | #N/A | #N/A | #N/A | #N/A | #N/A | #N/A | #N/A | #N/A | #N/A | #N/A | #N/A | #N/A | #N/A | #N/A | #N/A | #N/A | #N/A
Emerson Quiet Kool | EARC6RD1H | (2) Without reverse cycle, with louvered sides, and 6,000 to 7,999 Btu/h | 6000 | 11 | Yes | 8000 | 6000 | (2) Without reverse cycle, with louvered sides, and 6,000 to 7,999 Btu/h | #N/A | #N/A | #N/A | #N/A | #N/A | #N/A | #N/A | #N/A | #N/A | #N/A | #N/A | #N/A | #N/A | #N/A | #N/A | #N/A | #N/A | #N/A | #N/A
GE APPLIANCES | 4885216 | (2) Without reverse cycle, with louvered sides, and 6,000 to 7,999 Btu/h | 6000 | 11 | Yes | 8000 | 6000 | (2) Without reverse cycle, with louvered sides, and 6,000 to 7,999 Btu/h | #N/A | #N/A | #N/A | #N/A | #N/A | #N/A | #N/A | #N/A | #N/A | #N/A | #N/A | #N/A | #N/A | #N/A | #N/A | #N/A | #N/A | #N/A | #N/A
GE | AHQ06LYC** | (2) Without reverse cycle, with louvered sides, and 6,000 to 7,999 Btu/h | 6000 | 11 | No | 8000 | 6000 | (2) Without reverse cycle, with louvered sides, and 6,000 to 7,999 Btu/h | #N/A | #N/A | #N/A | #N/A | #N/A | #N/A | #N/A | #N/A | #N/A | #N/A | #N/A | #N/A | #N/A | #N/A | #N/A | #N/A | #N/A | #N/A | #N/A
July | WACB6R4V03 | (2) Without reverse cycle, with louvered sides, and 6,000 to 7,999 Btu/h | 6000 | 11 | Yes | 8000 | 6000 | (2) Without reverse cycle, with louvered sides, and 6,000 to 7,999 Btu/h | #N/A | #N/A | #N/A | #N/A | #N/A | #N/A | #N/A | #N/A | #N/A | #N/A | #N/A | #N/A | #N/A | #N/A | #N/A | #N/A | #N/A | #N/A | #N/A
GE | AEL06LVQ2 | (2) Without reverse cycle, with louvered sides, and 6,000 to 7,999 Btu/h | 6000 | 11 | No | 8000 | 6000 | (2) Without reverse cycle, with louvered sides, and 6,000 to 7,999 Btu/h | #N/A | #N/A | #N/A | #N/A | #N/A | #N/A | #N/A | #N/A | #N/A | #N/A | #N/A | #N/A | #N/A | #N/A | #N/A | #N/A | #N/A | #N/A | #N/A
TCL | W6W31 | (2) Without reverse cycle, with louvered sides, and 6,000 to 7,999 Btu/h | 6000 | 11 | Yes | 8000 | 6000 | (2) Without reverse cycle, with louvered sides, and 6,000 to 7,999 Btu/h | #N/A | #N/A | #N/A | #N/A | #N/A | #N/A | #N/A | #N/A | #N/A | #N/A | #N/A | #N/A | #N/A | #N/A | #N/A | #N/A | #N/A | #N/A | #N/A
TCL | TAW06CRW0N | (2) Without reverse cycle, with louvered sides, and 6,000 to 7,999 Btu/h | 6000 | 11 | Yes | 8000 | 6000 | (2) Without reverse cycle, with louvered sides, and 6,000 to 7,999 Btu/h | #N/A | #N/A | #N/A | #N/A | #N/A | #N/A | #N/A | #N/A | #N/A | #N/A | #N/A | #N/A | #N/A | #N/A | #N/A | #N/A | #N/A | #N/A | #N/A
Frigidaire | FFRA061ZAE | (2) Without reverse cycle, with louvered sides, and 6,000 to 7,999 Btu/h | 6000 | 11 | No | 8000 | 6000 | (2) Without reverse cycle, with louvered sides, and 6,000 to 7,999 Btu/h | #N/A | #N/A | #N/A | #N/A | #N/A | #N/A | #N/A | #N/A | #N/A | #N/A | #N/A | #N/A | #N/A | #N/A | #N/A | #N/A | #N/A | #N/A | #N/A
Frigidaire | FFRA0622U1 | (2) Without reverse cycle, with louvered sides, and 6,000 to 7,999 Btu/h | 6000 | 11 | Yes | 8000 | 6000 | (2) Without reverse cycle, with louvered sides, and 6,000 to 7,999 Btu/h | #N/A | #N/A | #N/A | #N/A | #N/A | #N/A | #N/A | #N/A | #N/A | #N/A | #N/A | #N/A | #N/A | #N/A | #N/A | #N/A | #N/A | #N/A | #N/A
Frigidaire | FFRA0611U1E | (2) Without reverse cycle, with louvered sides, and 6,000 to 7,999 Btu/h | 6000 | 11 | No | 8000 | 6000 | (2) Without reverse cycle, with louvered sides, and 6,000 to 7,999 Btu/h | #N/A | #N/A | #N/A | #N/A | #N/A | #N/A | #N/A | #N/A | #N/A | #N/A | #N/A | #N/A | #N/A | #N/A | #N/A | #N/A | #N/A | #N/A | #N/A
Frigidaire | FFRA0622S1 | (2) Without reverse cycle, with louvered sides, and 6,000 to 7,999 Btu/h | 6000 | 11 | No | 8000 | 6000 | (2) Without reverse cycle, with louvered sides, and 6,000 to 7,999 Btu/h | #N/A | #N/A | #N/A | #N/A | #N/A | #N/A | #N/A | #N/A | #N/A | #N/A | #N/A | #N/A | #N/A | #N/A | #N/A | #N/A | #N/A | #N/A | #N/A
Keystone | KSTAW06B | (2) Without reverse cycle, with louvered sides, and 6,000 to 7,999 Btu/h | 6000 | 11 | Yes | 8000 | 6000 | (2) Without reverse cycle, with louvered sides, and 6,000 to 7,999 Btu/h | #N/A | #N/A | #N/A | #N/A | #N/A | #N/A | #N/A | #N/A | #N/A | #N/A | #N/A | #N/A | #N/A | #N/A | #N/A | #N/A | #N/A | #N/A | #N/A
MAGNAVOX | MG-06CR3 | (2) Without reverse cycle, with louvered sides, and 6,000 to 7,999 Btu/h | 6000 | 11 | Yes | 8000 | 6000 | (2) Without reverse cycle, with louvered sides, and 6,000 to 7,999 Btu/h | #N/A | #N/A | #N/A | #N/A | #N/A | #N/A | #N/A | #N/A | #N/A | #N/A | #N/A | #N/A | #N/A | #N/A | #N/A | #N/A | #N/A | #N/A | #N/A
Sarasota breeze | SB-06E | (2) Without reverse cycle, with louvered sides, and 6,000 to 7,999 Btu/h | 6000 | 11 | Yes | 8000 | 6000 | (2) Without reverse cycle, with louvered sides, and 6,000 to 7,999 Btu/h | #N/A | #N/A | #N/A | #N/A | #N/A | #N/A | #N/A | #N/A | #N/A | #N/A | #N/A | #N/A | #N/A | #N/A | #N/A | #N/A | #N/A | #N/A | #N/A
Arctic King | WWK06CR01N | (2) Without reverse cycle, with louvered sides, and 6,000 to 7,999 Btu/h | 6000 | 11 | Yes | 8000 | 6000 | (2) Without reverse cycle, with louvered sides, and 6,000 to 7,999 Btu/h | #N/A | #N/A | #N/A | #N/A | #N/A | #N/A | #N/A | #N/A | #N/A | #N/A | #N/A | #N/A | #N/A | #N/A | #N/A | #N/A | #N/A | #N/A | #N/A
Toshiba | RAC-WK0612CRRU | (2) Without reverse cycle, with louvered sides, and 6,000 to 7,999 Btu/h | 6000 | 11 | Yes | 8000 | 6000 | (2) Without reverse cycle, with louvered sides, and 6,000 to 7,999 Btu/h | #N/A | #N/A | #N/A | #N/A | #N/A | #N/A | #N/A | #N/A | #N/A | #N/A | #N/A | #N/A | #N/A | #N/A | #N/A | #N/A | #N/A | #N/A | #N/A
EMERSON QUIET KOOL | EBRC6RD1H | (2) Without reverse cycle, with louvered sides, and 6,000 to 7,999 Btu/h | 6000 | 11 | No | 8000 | 6000 | (2) Without reverse cycle, with louvered sides, and 6,000 to 7,999 Btu/h | #N/A | #N/A | #N/A | #N/A | #N/A | #N/A | #N/A | #N/A | #N/A | #N/A | #N/A | #N/A | #N/A | #N/A | #N/A | #N/A | #N/A | #N/A | #N/A
Hisense | AW-06CR1RUGU10 | (2) Without reverse cycle, with louvered sides, and 6,000 to 7,999 Btu/h | 6000 | 11 | No | 8000 | 6000 | (2) Without reverse cycle, with louvered sides, and 6,000 to 7,999 Btu/h | #N/A | #N/A | #N/A | #N/A | #N/A | #N/A | #N/A | #N/A | #N/A | #N/A | #N/A | #N/A | #N/A | #N/A | #N/A | #N/A | #N/A | #N/A | #N/A
HISENSE | AW-06CR1RUGU10 | (2) Without reverse cycle, with louvered sides, and 6,000 to 7,999 Btu/h | 6000 | 11 | No | 8000 | 6000 | (2) Without reverse cycle, with louvered sides, and 6,000 to 7,999 Btu/h | #N/A | #N/A | #N/A | #N/A | #N/A | #N/A | #N/A | #N/A | #N/A | #N/A | #N/A | #N/A | #N/A | #N/A | #N/A | #N/A | #N/A | #N/A | #N/A
Vissani | VWA06 | (2) Without reverse cycle, with louvered sides, and 6,000 to 7,999 Btu/h | 6000 | 11 | Yes | 8000 | 6000 | (2) Without reverse cycle, with louvered sides, and 6,000 to 7,999 Btu/h | #N/A | #N/A | #N/A | #N/A | #N/A | #N/A | #N/A | #N/A | #N/A | #N/A | #N/A | #N/A | #N/A | #N/A | #N/A | #N/A | #N/A | #N/A | #N/A
GE | AEL06LVW1 | (2) Without reverse cycle, with louvered sides, and 6,000 to 7,999 Btu/h | 6100 | 11 | No | 8000 | 6000 | (2) Without reverse cycle, with louvered sides, and 6,000 to 7,999 Btu/h | #N/A | #N/A | #N/A | #N/A | #N/A | #N/A | #N/A | #N/A | #N/A | #N/A | #N/A | #N/A | #N/A | #N/A | #N/A | #N/A | #N/A | #N/A | #N/A
GE | AEL06LVQ1 | (2) Without reverse cycle, with louvered sides, and 6,000 to 7,999 Btu/h | 6100 | 11 | No | 8000 | 6000 | (2) Without reverse cycle, with louvered sides, and 6,000 to 7,999 Btu/h | #N/A | #N/A | #N/A | #N/A | #N/A | #N/A | #N/A | #N/A | #N/A | #N/A | #N/A | #N/A | #N/A | #N/A | #N/A | #N/A | #N/A | #N/A | #N/A
GE | AKQ06LZ** | (2) Without reverse cycle, with louvered sides, and 6,000 to 7,999 Btu/h | 6200 | 11 | No | 8000 | 6000 | (2) Without reverse cycle, with louvered sides, and 6,000 to 7,999 Btu/h | #N/A | #N/A | #N/A | #N/A | #N/A | #N/A | #N/A | #N/A | #N/A | #N/A | #N/A | #N/A | #N/A | #N/A | #N/A | #N/A | #N/A | #N/A | #N/A
GE | AEL06LVL1 | (2) Without reverse cycle, with louvered sides, and 6,000 to 7,999 Btu/h | 6200 | 11 | No | 8000 | 6000 | (2) Without reverse cycle, with louvered sides, and 6,000 to 7,999 Btu/h | #N/A | #N/A | #N/A | #N/A | #N/A | #N/A | #N/A | #N/A | #N/A | #N/A | #N/A | #N/A | #N/A | #N/A | #N/A | #N/A | #N/A | #N/A | #N/A
GE | AEL06LVQ3 | (2) Without reverse cycle, with louvered sides, and 6,000 to 7,999 Btu/h | 6200 | 11 | No | 8000 | 6000 | (2) Without reverse cycle, with louvered sides, and 6,000 to 7,999 Btu/h | #N/A | #N/A | #N/A | #N/A | #N/A | #N/A | #N/A | #N/A | #N/A | #N/A | #N/A | #N/A | #N/A | #N/A | #N/A | #N/A | #N/A | #N/A | #N/A
ARCTIC WIND | 2AW6000DA | (2) Without reverse cycle, with louvered sides, and 6,000 to 7,999 Btu/h | 6200 | 11 | Yes | 8000 | 6000 | (2) Without reverse cycle, with louvered sides, and 6,000 to 7,999 Btu/h | #N/A | #N/A | #N/A | #N/A | #N/A | #N/A | #N/A | #N/A | #N/A | #N/A | #N/A | #N/A | #N/A | #N/A | #N/A | #N/A | #N/A | #N/A | #N/A
RCA | RACE6002-B | (2) Without reverse cycle, with louvered sides, and 6,000 to 7,999 Btu/h | 6200 | 11 | No | 8000 | 6000 | (2) Without reverse cycle, with louvered sides, and 6,000 to 7,999 Btu/h | #N/A | #N/A | #N/A | #N/A | #N/A | #N/A | #N/A | #N/A | #N/A | #N/A | #N/A | #N/A | #N/A | #N/A | #N/A | #N/A | #N/A | #N/A | #N/A
Montgomery Ward | ACE6005MW-B | (2) Without reverse cycle, with louvered sides, and 6,000 to 7,999 Btu/h | 6200 | 11 | Yes | 8000 | 6000 | (2) Without reverse cycle, with louvered sides, and 6,000 to 7,999 Btu/h | #N/A | #N/A | #N/A | #N/A | #N/A | #N/A | #N/A | #N/A | #N/A | #N/A | #N/A | #N/A | #N/A | #N/A | #N/A | #N/A | #N/A | #N/A | #N/A
GE | AJCQ06LWH** | (7) Without reverse cycle, without louvered sides, and 6,000 to 7,999 Btu/h | 6300 | 11 | Yes | 8000 | 6000 | (7) Without reverse cycle, without louvered sides, and 6,000 to 7,999 Btu/h | #N/A | #N/A | #N/A | #N/A | #N/A | #N/A | #N/A | #N/A | #N/A | #N/A | #N/A | #N/A | #N/A | #N/A | #N/A | #N/A | #N/A | #N/A | #N/A
GE | AJCQ06LCH** | (7) Without reverse cycle, without louvered sides, and 6,000 to 7,999 Btu/h | 6400 | 11 | No | 8000 | 6000 | (7) Without reverse cycle, without louvered sides, and 6,000 to 7,999 Btu/h | #N/A | #N/A | #N/A | #N/A | #N/A | #N/A | #N/A | #N/A | #N/A | #N/A | #N/A | #N/A | #N/A | #N/A | #N/A | #N/A | #N/A | #N/A | #N/A
LG | 206520590 | (2) Without reverse cycle, with louvered sides, and 6,000 to 7,999 Btu/h | 7500 | 11 | No | 8000 | 6000 | (2) Without reverse cycle, with louvered sides, and 6,000 to 7,999 Btu/h | #N/A | #N/A | #N/A | #N/A | #N/A | #N/A | #N/A | #N/A | #N/A | #N/A | #N/A | #N/A | #N/A | #N/A | #N/A | #N/A | #N/A | #N/A | #N/A
Friedrich | EP08G11B | (2) Without reverse cycle, with louvered sides, and 6,000 to 7,999 Btu/h | 7500 | 11 | No | 8000 | 6000 | (2) Without reverse cycle, with louvered sides, and 6,000 to 7,999 Btu/h | #N/A | #N/A | #N/A | #N/A | #N/A | #N/A | #N/A | #N/A | #N/A | #N/A | #N/A | #N/A | #N/A | #N/A | #N/A | #N/A | #N/A | #N/A | #N/A
Friedrich | EP08G11B-A | (2) Without reverse cycle, with louvered sides, and 6,000 to 7,999 Btu/h | 7500 | 11 | Yes | 8000 | 6000 | (2) Without reverse cycle, with louvered sides, and 6,000 to 7,999 Btu/h | #N/A | #N/A | #N/A | #N/A | #N/A | #N/A | #N/A | #N/A | #N/A | #N/A | #N/A | #N/A | #N/A | #N/A | #N/A | #N/A | #N/A | #N/A | #N/A
LG | LW8016HR | (2) Without reverse cycle, with louvered sides, and 6,000 to 7,999 Btu/h | 7500 | 11 | Yes | 8000 | 6000 | (2) Without reverse cycle, with louvered sides, and 6,000 to 7,999 Btu/h | #N/A | #N/A | #N/A | #N/A | #N/A | #N/A | #N/A | #N/A | #N/A | #N/A | #N/A | #N/A | #N/A | #N/A | #N/A | #N/A | #N/A | #N/A | #N/A
LG | 314714288 | (2) Without reverse cycle, with louvered sides, and 6,000 to 7,999 Btu/h | 7500 | 11 | Yes | 8000 | 6000 | (2) Without reverse cycle, with louvered sides, and 6,000 to 7,999 Btu/h | #N/A | #N/A | #N/A | #N/A | #N/A | #N/A | #N/A | #N/A | #N/A | #N/A | #N/A | #N/A | #N/A | #N/A | #N/A | #N/A | #N/A | #N/A | #N/A
LG | LW8016HR | (2) Without reverse cycle, with louvered sides, and 6,000 to 7,999 Btu/h | 7500 | 11 | No | 8000 | 6000 | (2) Without reverse cycle, with louvered sides, and 6,000 to 7,999 Btu/h | #N/A | #N/A | #N/A | #N/A | #N/A | #N/A | #N/A | #N/A | #N/A | #N/A | #N/A | #N/A | #N/A | #N/A | #N/A | #N/A | #N/A | #N/A | #N/A
LG | LW8021HRSM | (2) Without reverse cycle, with louvered sides, and 6,000 to 7,999 Btu/h | 7500 | 11 | No | 8000 | 6000 | (2) Without reverse cycle, with louvered sides, and 6,000 to 7,999 Btu/h | #N/A | #N/A | #N/A | #N/A | #N/A | #N/A | #N/A | #N/A | #N/A | #N/A | #N/A | #N/A | #N/A | #N/A | #N/A | #N/A | #N/A | #N/A | #N/A
Friedrich | KEQ08A11A | (2) Without reverse cycle, with louvered sides, and 6,000 to 7,999 Btu/h | 7700 | 11 | No | 8000 | 6000 | (2) Without reverse cycle, with louvered sides, and 6,000 to 7,999 Btu/h | #N/A | #N/A | #N/A | #N/A | #N/A | #N/A | #N/A | #N/A | #N/A | #N/A | #N/A | #N/A | #N/A | #N/A | #N/A | #N/A | #N/A | #N/A | #N/A
Emerson Quiet Kool | EARE8RD1 | (3) Without reverse cycle, with louvered sides, and 8,000 to 13,999 Btu/h | 8000 | 11 | No | 11000 | 8000 | (3) Without reverse cycle, with louvered sides, and 8,000 to 13,999 Btu/h | #N/A | #N/A | #N/A | #N/A | #N/A | #N/A | #N/A | #N/A | #N/A | #N/A | #N/A | #N/A | #N/A | #N/A | #N/A | #N/A | #N/A | #N/A | #N/A
HISENSE | AW-08DR1SVGU10 | (3) Without reverse cycle, with louvered sides, and 8,000 to 13,999 Btu/h | 8000 | 11 | No | 11000 | 8000 | (3) Without reverse cycle, with louvered sides, and 8,000 to 13,999 Btu/h | #N/A | #N/A | #N/A | #N/A | #N/A | #N/A | #N/A | #N/A | #N/A | #N/A | #N/A | #N/A | #N/A | #N/A | #N/A | #N/A | #N/A | #N/A | #N/A
Koldfront | CAC8000W | (16) Casement-Slider | 8000 | 11 | No | 11000 | 8000 | (16) Casement-Slider | #N/A | #N/A | #N/A | #N/A | #N/A | #N/A | #N/A | #N/A | #N/A | #N/A | #N/A | #N/A | #N/A | #N/A | #N/A | #N/A | #N/A | #N/A | #N/A
Emerson Quiet Kool | EBRE8RD1 | (3) Without reverse cycle, with louvered sides, and 8,000 to 13,999 Btu/h | 8000 | 11 | Yes | 11000 | 8000 | (3) Without reverse cycle, with louvered sides, and 8,000 to 13,999 Btu/h | #N/A | #N/A | #N/A | #N/A | #N/A | #N/A | #N/A | #N/A | #N/A | #N/A | #N/A | #N/A | #N/A | #N/A | #N/A | #N/A | #N/A | #N/A | #N/A
Hisense | 2987550 | (3) Without reverse cycle, with louvered sides, and 8,000 to 13,999 Btu/h | 11500 | 11 | No | 14000 | 11000 | (3) Without reverse cycle, with louvered sides, and 8,000 to 13,999 Btu/h | #N/A | #N/A | #N/A | #N/A | #N/A | #N/A | #N/A | #N/A | #N/A | #N/A | #N/A | #N/A | #N/A | #N/A | #N/A | #N/A | #N/A | #N/A | #N/A
Hisense | AW1221DR3W | (3) Without reverse cycle, with louvered sides, and 8,000 to 13,999 Btu/h | 11500 | 11 | No | 14000 | 11000 | (3) Without reverse cycle, with louvered sides, and 8,000 to 13,999 Btu/h | #N/A | #N/A | #N/A | #N/A | #N/A | #N/A | #N/A | #N/A | #N/A | #N/A | #N/A | #N/A | #N/A | #N/A | #N/A | #N/A | #N/A | #N/A | #N/A
DENALI AIRE | 1DACH18K(208V) | (4) Without reverse cycle, with louvered sides, and 14,000 to 19,999 Btu/h | 17600 | 11 | Yes | 20000 | 14000 | (4) Without reverse cycle, with louvered sides, and 14,000 to 19,999 Btu/h | #N/A | #N/A | #N/A | #N/A | #N/A | #N/A | #N/A | #N/A | #N/A | #N/A | #N/A | #N/A | #N/A | #N/A | #N/A | #N/A | #N/A | #N/A | #N/A
COAST AIR | CEG183C(208V) | (4) Without reverse cycle, with louvered sides, and 14,000 to 19,999 Btu/h | 17600 | 11 | No | 20000 | 14000 | (4) Without reverse cycle, with louvered sides, and 14,000 to 19,999 Btu/h | #N/A | #N/A | #N/A | #N/A | #N/A | #N/A | #N/A | #N/A | #N/A | #N/A | #N/A | #N/A | #N/A | #N/A | #N/A | #N/A | #N/A | #N/A | #N/A
COSAT AIR | CEG183C(208V) | (4) Without reverse cycle, with louvered sides, and 14,000 to 19,999 Btu/h | 17600 | 11 | No | 20000 | 14000 | (4) Without reverse cycle, with louvered sides, and 14,000 to 19,999 Btu/h | #N/A | #N/A | #N/A | #N/A | #N/A | #N/A | #N/A | #N/A | #N/A | #N/A | #N/A | #N/A | #N/A | #N/A | #N/A | #N/A | #N/A | #N/A | #N/A
ARCTIC WIND | 2AWH18000A(208V) | (4) Without reverse cycle, with louvered sides, and 14,000 to 19,999 Btu/h | 17600 | 11 | No | 20000 | 14000 | (4) Without reverse cycle, with louvered sides, and 14,000 to 19,999 Btu/h | #N/A | #N/A | #N/A | #N/A | #N/A | #N/A | #N/A | #N/A | #N/A | #N/A | #N/A | #N/A | #N/A | #N/A | #N/A | #N/A | #N/A | #N/A | #N/A
Coast air | CEG183C(208V) | (4) Without reverse cycle, with louvered sides, and 14,000 to 19,999 Btu/h | 17600 | 11 | Yes | 20000 | 14000 | (4) Without reverse cycle, with louvered sides, and 14,000 to 19,999 Btu/h | #N/A | #N/A | #N/A | #N/A | #N/A | #N/A | #N/A | #N/A | #N/A | #N/A | #N/A | #N/A | #N/A | #N/A | #N/A | #N/A | #N/A | #N/A | #N/A
COAST AIR | CEG183C(230V) | (4) Without reverse cycle, with louvered sides, and 14,000 to 19,999 Btu/h | 18000 | 11 | No | 20000 | 14000 | (4) Without reverse cycle, with louvered sides, and 14,000 to 19,999 Btu/h | #N/A | #N/A | #N/A | #N/A | #N/A | #N/A | #N/A | #N/A | #N/A | #N/A | #N/A | #N/A | #N/A | #N/A | #N/A | #N/A | #N/A | #N/A | #N/A
DENALI AIRE | 1DACH18K(230V) | (4) Without reverse cycle, with louvered sides, and 14,000 to 19,999 Btu/h | 18000 | 11 | No | 20000 | 14000 | (4) Without reverse cycle, with louvered sides, and 14,000 to 19,999 Btu/h | #N/A | #N/A | #N/A | #N/A | #N/A | #N/A | #N/A | #N/A | #N/A | #N/A | #N/A | #N/A | #N/A | #N/A | #N/A | #N/A | #N/A | #N/A | #N/A
ARCTIC WIND | 2AWH18000A(230V) | (4) Without reverse cycle, with louvered sides, and 14,000 to 19,999 Btu/h | 18000 | 11 | No | 20000 | 14000 | (4) Without reverse cycle, with louvered sides, and 14,000 to 19,999 Btu/h | #N/A | #N/A | #N/A | #N/A | #N/A | #N/A | #N/A | #N/A | #N/A | #N/A | #N/A | #N/A | #N/A | #N/A | #N/A | #N/A | #N/A | #N/A | #N/A
Coast air | CEG183C(230V) | (4) Without reverse cycle, with louvered sides, and 14,000 to 19,999 Btu/h | 18000 | 11 | No | 20000 | 14000 | (4) Without reverse cycle, with louvered sides, and 14,000 to 19,999 Btu/h | #N/A | #N/A | #N/A | #N/A | #N/A | #N/A | #N/A | #N/A | #N/A | #N/A | #N/A | #N/A | #N/A | #N/A | #N/A | #N/A | #N/A | #N/A | #N/A
COSAT AIR | CEG183C(230V) | (4) Without reverse cycle, with louvered sides, and 14,000 to 19,999 Btu/h | 18000 | 11 | Yes | 20000 | 14000 | (4) Without reverse cycle, with louvered sides, and 14,000 to 19,999 Btu/h | #N/A | #N/A | #N/A | #N/A | #N/A | #N/A | #N/A | #N/A | #N/A | #N/A | #N/A | #N/A | #N/A | #N/A | #N/A | #N/A | #N/A | #N/A | #N/A
GE | AEL05LXQ2 | (1) Without reverse cycle, with louvered sides, and less than 6,000 Btu/h | 5100 | 11.1 | Yes | 6000 |  | (1) Without reverse cycle, with louvered sides, and less than 6,000 Btu/h | #N/A | #N/A | #N/A | #N/A | #N/A | #N/A | #N/A | #N/A | #N/A | #N/A | #N/A | #N/A | #N/A | #N/A | #N/A | #N/A | #N/A | #N/A | #N/A
Haier | QHEE06AC** | (2) Without reverse cycle, with louvered sides, and 6,000 to 7,999 Btu/h | 6000 | 11.1 | Yes | 8000 | 6000 | (2) Without reverse cycle, with louvered sides, and 6,000 to 7,999 Btu/h | #N/A | #N/A | #N/A | #N/A | #N/A | #N/A | #N/A | #N/A | #N/A | #N/A | #N/A | #N/A | #N/A | #N/A | #N/A | #N/A | #N/A | #N/A | #N/A
Haier | QHNE06AA** | (2) Without reverse cycle, with louvered sides, and 6,000 to 7,999 Btu/h | 6000 | 11.1 | Yes | 8000 | 6000 | (2) Without reverse cycle, with louvered sides, and 6,000 to 7,999 Btu/h | #N/A | #N/A | #N/A | #N/A | #N/A | #N/A | #N/A | #N/A | #N/A | #N/A | #N/A | #N/A | #N/A | #N/A | #N/A | #N/A | #N/A | #N/A | #N/A
GE | AHEE06AC** | (2) Without reverse cycle, with louvered sides, and 6,000 to 7,999 Btu/h | 6000 | 11.1 | Yes | 8000 | 6000 | (2) Without reverse cycle, with louvered sides, and 6,000 to 7,999 Btu/h | #N/A | #N/A | #N/A | #N/A | #N/A | #N/A | #N/A | #N/A | #N/A | #N/A | #N/A | #N/A | #N/A | #N/A | #N/A | #N/A | #N/A | #N/A | #N/A
GE | AHEF06BC** | (2) Without reverse cycle, with louvered sides, and 6,000 to 7,999 Btu/h | 6000 | 11.1 | Yes | 8000 | 6000 | (2) Without reverse cycle, with louvered sides, and 6,000 to 7,999 Btu/h | #N/A | #N/A | #N/A | #N/A | #N/A | #N/A | #N/A | #N/A | #N/A | #N/A | #N/A | #N/A | #N/A | #N/A | #N/A | #N/A | #N/A | #N/A | #N/A
TCL | H6W24W | (2) Without reverse cycle, with louvered sides, and 6,000 to 7,999 Btu/h | 6000 | 11.1 | Yes | 8000 | 6000 | (2) Without reverse cycle, with louvered sides, and 6,000 to 7,999 Btu/h | #N/A | #N/A | #N/A | #N/A | #N/A | #N/A | #N/A | #N/A | #N/A | #N/A | #N/A | #N/A | #N/A | #N/A | #N/A | #N/A | #N/A | #N/A | #N/A
Montgomery Ward | ACE6005MW-B | (2) Without reverse cycle, with louvered sides, and 6,000 to 7,999 Btu/h | 6000 | 11.1 | Yes | 8000 | 6000 | (2) Without reverse cycle, with louvered sides, and 6,000 to 7,999 Btu/h | #N/A | #N/A | #N/A | #N/A | #N/A | #N/A | #N/A | #N/A | #N/A | #N/A | #N/A | #N/A | #N/A | #N/A | #N/A | #N/A | #N/A | #N/A | #N/A
Haier | QHNE06AA** | (2) Without reverse cycle, with louvered sides, and 6,000 to 7,999 Btu/h | 6000 | 11.1 | Yes | 8000 | 6000 | (2) Without reverse cycle, with louvered sides, and 6,000 to 7,999 Btu/h | #N/A | #N/A | #N/A | #N/A | #N/A | #N/A | #N/A | #N/A | #N/A | #N/A | #N/A | #N/A | #N/A | #N/A | #N/A | #N/A | #N/A | #N/A | #N/A
GE | AHP06LZ** | (2) Without reverse cycle, with louvered sides, and 6,000 to 7,999 Btu/h | 6000 | 11.1 | No | 8000 | 6000 | (2) Without reverse cycle, with louvered sides, and 6,000 to 7,999 Btu/h | #N/A | #N/A | #N/A | #N/A | #N/A | #N/A | #N/A | #N/A | #N/A | #N/A | #N/A | #N/A | #N/A | #N/A | #N/A | #N/A | #N/A | #N/A | #N/A
GE | AHQ06LZ** | (2) Without reverse cycle, with louvered sides, and 6,000 to 7,999 Btu/h | 6000 | 11.1 | No | 8000 | 6000 | (2) Without reverse cycle, with louvered sides, and 6,000 to 7,999 Btu/h | #N/A | #N/A | #N/A | #N/A | #N/A | #N/A | #N/A | #N/A | #N/A | #N/A | #N/A | #N/A | #N/A | #N/A | #N/A | #N/A | #N/A | #N/A | #N/A
GE | AHP06LZ** | (2) Without reverse cycle, with louvered sides, and 6,000 to 7,999 Btu/h | 6000 | 11.1 | Yes | 8000 | 6000 | (2) Without reverse cycle, with louvered sides, and 6,000 to 7,999 Btu/h | #N/A | #N/A | #N/A | #N/A | #N/A | #N/A | #N/A | #N/A | #N/A | #N/A | #N/A | #N/A | #N/A | #N/A | #N/A | #N/A | #N/A | #N/A | #N/A
GE | AHTE06AA** | (2) Without reverse cycle, with louvered sides, and 6,000 to 7,999 Btu/h | 6000 | 11.1 | Yes | 8000 | 6000 | (2) Without reverse cycle, with louvered sides, and 6,000 to 7,999 Btu/h | #N/A | #N/A | #N/A | #N/A | #N/A | #N/A | #N/A | #N/A | #N/A | #N/A | #N/A | #N/A | #N/A | #N/A | #N/A | #N/A | #N/A | #N/A | #N/A
GE | AHW06LZ** | (2) Without reverse cycle, with louvered sides, and 6,000 to 7,999 Btu/h | 6000 | 11.1 | No | 8000 | 6000 | (2) Without reverse cycle, with louvered sides, and 6,000 to 7,999 Btu/h | #N/A | #N/A | #N/A | #N/A | #N/A | #N/A | #N/A | #N/A | #N/A | #N/A | #N/A | #N/A | #N/A | #N/A | #N/A | #N/A | #N/A | #N/A | #N/A
Windmill | W1W12 | (2) Without reverse cycle, with louvered sides, and 6,000 to 7,999 Btu/h | 6000 | 11.1 | Yes | 8000 | 6000 | (2) Without reverse cycle, with louvered sides, and 6,000 to 7,999 Btu/h | #N/A | #N/A | #N/A | #N/A | #N/A | #N/A | #N/A | #N/A | #N/A | #N/A | #N/A | #N/A | #N/A | #N/A | #N/A | #N/A | #N/A | #N/A | #N/A
GE | AHD08LZ** | (3) Without reverse cycle, with louvered sides, and 8,000 to 13,999 Btu/h | 8100 | 11.1 | Yes | 11000 | 8000 | (3) Without reverse cycle, with louvered sides, and 8,000 to 13,999 Btu/h | #N/A | #N/A | #N/A | #N/A | #N/A | #N/A | #N/A | #N/A | #N/A | #N/A | #N/A | #N/A | #N/A | #N/A | #N/A | #N/A | #N/A | #N/A | #N/A
GE | AHEL08BB** | (3) Without reverse cycle, with louvered sides, and 8,000 to 13,999 Btu/h | 8100 | 11.1 | Yes | 11000 | 8000 | (3) Without reverse cycle, with louvered sides, and 8,000 to 13,999 Btu/h | #N/A | #N/A | #N/A | #N/A | #N/A | #N/A | #N/A | #N/A | #N/A | #N/A | #N/A | #N/A | #N/A | #N/A | #N/A | #N/A | #N/A | #N/A | #N/A
COAST AIR | CEG123C(208V) | (3) Without reverse cycle, with louvered sides, and 8,000 to 13,999 Btu/h | 11600 | 11.1 | No | 14000 | 11000 | (3) Without reverse cycle, with louvered sides, and 8,000 to 13,999 Btu/h | #N/A | #N/A | #N/A | #N/A | #N/A | #N/A | #N/A | #N/A | #N/A | #N/A | #N/A | #N/A | #N/A | #N/A | #N/A | #N/A | #N/A | #N/A | #N/A
Coast air | CEG123C(208V) | (3) Without reverse cycle, with louvered sides, and 8,000 to 13,999 Btu/h | 11600 | 11.1 | No | 14000 | 11000 | (3) Without reverse cycle, with louvered sides, and 8,000 to 13,999 Btu/h | #N/A | #N/A | #N/A | #N/A | #N/A | #N/A | #N/A | #N/A | #N/A | #N/A | #N/A | #N/A | #N/A | #N/A | #N/A | #N/A | #N/A | #N/A | #N/A
ARCTIC WIND | 2AWH12000A(208V) | (3) Without reverse cycle, with louvered sides, and 8,000 to 13,999 Btu/h | 11600 | 11.1 | No | 14000 | 11000 | (3) Without reverse cycle, with louvered sides, and 8,000 to 13,999 Btu/h | #N/A | #N/A | #N/A | #N/A | #N/A | #N/A | #N/A | #N/A | #N/A | #N/A | #N/A | #N/A | #N/A | #N/A | #N/A | #N/A | #N/A | #N/A | #N/A
COSAT AIR | CEG123C(208V) | (3) Without reverse cycle, with louvered sides, and 8,000 to 13,999 Btu/h | 11600 | 11.1 | Yes | 14000 | 11000 | (3) Without reverse cycle, with louvered sides, and 8,000 to 13,999 Btu/h | #N/A | #N/A | #N/A | #N/A | #N/A | #N/A | #N/A | #N/A | #N/A | #N/A | #N/A | #N/A | #N/A | #N/A | #N/A | #N/A | #N/A | #N/A | #N/A
COSAT AIR | CEG123C(230V) | (3) Without reverse cycle, with louvered sides, and 8,000 to 13,999 Btu/h | 12000 | 11.1 | No | 14000 | 11000 | (3) Without reverse cycle, with louvered sides, and 8,000 to 13,999 Btu/h | #N/A | #N/A | #N/A | #N/A | #N/A | #N/A | #N/A | #N/A | #N/A | #N/A | #N/A | #N/A | #N/A | #N/A | #N/A | #N/A | #N/A | #N/A | #N/A
ARCTIC WIND | 2AWH12000A(230V) | (3) Without reverse cycle, with louvered sides, and 8,000 to 13,999 Btu/h | 12000 | 11.1 | No | 14000 | 11000 | (3) Without reverse cycle, with louvered sides, and 8,000 to 13,999 Btu/h | #N/A | #N/A | #N/A | #N/A | #N/A | #N/A | #N/A | #N/A | #N/A | #N/A | #N/A | #N/A | #N/A | #N/A | #N/A | #N/A | #N/A | #N/A | #N/A
COAST AIR | CEG123C(230V) | (3) Without reverse cycle, with louvered sides, and 8,000 to 13,999 Btu/h | 12000 | 11.1 | No | 14000 | 11000 | (3) Without reverse cycle, with louvered sides, and 8,000 to 13,999 Btu/h | #N/A | #N/A | #N/A | #N/A | #N/A | #N/A | #N/A | #N/A | #N/A | #N/A | #N/A | #N/A | #N/A | #N/A | #N/A | #N/A | #N/A | #N/A | #N/A
Coast air | CEG123C(230V) | (3) Without reverse cycle, with louvered sides, and 8,000 to 13,999 Btu/h | 12000 | 11.1 | Yes | 14000 | 11000 | (3) Without reverse cycle, with louvered sides, and 8,000 to 13,999 Btu/h | #N/A | #N/A | #N/A | #N/A | #N/A | #N/A | #N/A | #N/A | #N/A | #N/A | #N/A | #N/A | #N/A | #N/A | #N/A | #N/A | #N/A | #N/A | #N/A
GE | AEG14AZ** | (4) Without reverse cycle, with louvered sides, and 14,000 to 19,999 Btu/h | 14600 | 11.1 | Yes | 20000 | 14000 | (4) Without reverse cycle, with louvered sides, and 14,000 to 19,999 Btu/h | #N/A | #N/A | #N/A | #N/A | #N/A | #N/A | #N/A | #N/A | #N/A | #N/A | #N/A | #N/A | #N/A | #N/A | #N/A | #N/A | #N/A | #N/A | #N/A
GE | AEG18DZ** | (4) Without reverse cycle, with louvered sides, and 14,000 to 19,999 Btu/h | 17800 | 11.1 | No | 20000 | 14000 | (4) Without reverse cycle, with louvered sides, and 14,000 to 19,999 Btu/h | #N/A | #N/A | #N/A | #N/A | #N/A | #N/A | #N/A | #N/A | #N/A | #N/A | #N/A | #N/A | #N/A | #N/A | #N/A | #N/A | #N/A | #N/A | #N/A
LG | 314714287 | (4) Without reverse cycle, with louvered sides, and 14,000 to 19,999 Btu/h | 18000 | 11.1 | No | 20000 | 14000 | (4) Without reverse cycle, with louvered sides, and 14,000 to 19,999 Btu/h | #N/A | #N/A | #N/A | #N/A | #N/A | #N/A | #N/A | #N/A | #N/A | #N/A | #N/A | #N/A | #N/A | #N/A | #N/A | #N/A | #N/A | #N/A | #N/A
Friedrich | EP18G33B | (4) Without reverse cycle, with louvered sides, and 14,000 to 19,999 Btu/h | 18000 | 11.1 | No | 20000 | 14000 | (4) Without reverse cycle, with louvered sides, and 14,000 to 19,999 Btu/h | #N/A | #N/A | #N/A | #N/A | #N/A | #N/A | #N/A | #N/A | #N/A | #N/A | #N/A | #N/A | #N/A | #N/A | #N/A | #N/A | #N/A | #N/A | #N/A
LG | LW1816HR | (4) Without reverse cycle, with louvered sides, and 14,000 to 19,999 Btu/h | 18000 | 11.1 | Yes | 20000 | 14000 | (4) Without reverse cycle, with louvered sides, and 14,000 to 19,999 Btu/h | #N/A | #N/A | #N/A | #N/A | #N/A | #N/A | #N/A | #N/A | #N/A | #N/A | #N/A | #N/A | #N/A | #N/A | #N/A | #N/A | #N/A | #N/A | #N/A
LG | 206520610 | (4) Without reverse cycle, with louvered sides, and 14,000 to 19,999 Btu/h | 18000 | 11.1 | Yes | 20000 | 14000 | (4) Without reverse cycle, with louvered sides, and 14,000 to 19,999 Btu/h | #N/A | #N/A | #N/A | #N/A | #N/A | #N/A | #N/A | #N/A | #N/A | #N/A | #N/A | #N/A | #N/A | #N/A | #N/A | #N/A | #N/A | #N/A | #N/A
LG | LW1821HRSM | (4) Without reverse cycle, with louvered sides, and 14,000 to 19,999 Btu/h | 18000 | 11.1 | Yes | 20000 | 14000 | (4) Without reverse cycle, with louvered sides, and 14,000 to 19,999 Btu/h | #N/A | #N/A | #N/A | #N/A | #N/A | #N/A | #N/A | #N/A | #N/A | #N/A | #N/A | #N/A | #N/A | #N/A | #N/A | #N/A | #N/A | #N/A | #N/A
GE | AEG18DZ** | (4) Without reverse cycle, with louvered sides, and 14,000 to 19,999 Btu/h | 18100 | 11.1 | No | 20000 | 14000 | (4) Without reverse cycle, with louvered sides, and 14,000 to 19,999 Btu/h | #N/A | #N/A | #N/A | #N/A | #N/A | #N/A | #N/A | #N/A | #N/A | #N/A | #N/A | #N/A | #N/A | #N/A | #N/A | #N/A | #N/A | #N/A | #N/A
Arctic King | WWK08CW01N | (3) Without reverse cycle, with louvered sides, and 8,000 to 13,999 Btu/h | 8000 | 11.2 | Yes | 11000 | 8000 | (3) Without reverse cycle, with louvered sides, and 8,000 to 13,999 Btu/h | #N/A | #N/A | #N/A | #N/A | #N/A | #N/A | #N/A | #N/A | #N/A | #N/A | #N/A | #N/A | #N/A | #N/A | #N/A | #N/A | #N/A | #N/A | #N/A
Arctic King | WWK08CW01N-B | (3) Without reverse cycle, with louvered sides, and 8,000 to 13,999 Btu/h | 8000 | 11.2 | No | 11000 | 8000 | (3) Without reverse cycle, with louvered sides, and 8,000 to 13,999 Btu/h | #N/A | #N/A | #N/A | #N/A | #N/A | #N/A | #N/A | #N/A | #N/A | #N/A | #N/A | #N/A | #N/A | #N/A | #N/A | #N/A | #N/A | #N/A | #N/A
Hisense | AW0822DR1W | (3) Without reverse cycle, with louvered sides, and 8,000 to 13,999 Btu/h | 8100 | 11.2 | Yes | 11000 | 8000 | (3) Without reverse cycle, with louvered sides, and 8,000 to 13,999 Btu/h | #N/A | #N/A | #N/A | #N/A | #N/A | #N/A | #N/A | #N/A | #N/A | #N/A | #N/A | #N/A | #N/A | #N/A | #N/A | #N/A | #N/A | #N/A | #N/A
Hisense | 4350824 | (3) Without reverse cycle, with louvered sides, and 8,000 to 13,999 Btu/h | 8100 | 11.2 | No | 11000 | 8000 | (3) Without reverse cycle, with louvered sides, and 8,000 to 13,999 Btu/h | #N/A | #N/A | #N/A | #N/A | #N/A | #N/A | #N/A | #N/A | #N/A | #N/A | #N/A | #N/A | #N/A | #N/A | #N/A | #N/A | #N/A | #N/A | #N/A
GE | AEG08LZL1 | (3) Without reverse cycle, with louvered sides, and 8,000 to 13,999 Btu/h | 8100 | 11.2 | No | 11000 | 8000 | (3) Without reverse cycle, with louvered sides, and 8,000 to 13,999 Btu/h | #N/A | #N/A | #N/A | #N/A | #N/A | #N/A | #N/A | #N/A | #N/A | #N/A | #N/A | #N/A | #N/A | #N/A | #N/A | #N/A | #N/A | #N/A | #N/A
GE | AEN08LZ** | (3) Without reverse cycle, with louvered sides, and 8,000 to 13,999 Btu/h | 8200 | 11.2 | Yes | 11000 | 8000 | (3) Without reverse cycle, with louvered sides, and 8,000 to 13,999 Btu/h | #N/A | #N/A | #N/A | #N/A | #N/A | #N/A | #N/A | #N/A | #N/A | #N/A | #N/A | #N/A | #N/A | #N/A | #N/A | #N/A | #N/A | #N/A | #N/A
GE | AEG08LZ** | (3) Without reverse cycle, with louvered sides, and 8,000 to 13,999 Btu/h | 8200 | 11.2 | No | 11000 | 8000 | (3) Without reverse cycle, with louvered sides, and 8,000 to 13,999 Btu/h | #N/A | #N/A | #N/A | #N/A | #N/A | #N/A | #N/A | #N/A | #N/A | #N/A | #N/A | #N/A | #N/A | #N/A | #N/A | #N/A | #N/A | #N/A | #N/A
GE | AEN10AZE** | (3) Without reverse cycle, with louvered sides, and 8,000 to 13,999 Btu/h | 10300 | 11.2 | No | 11000 | 8000 | (3) Without reverse cycle, with louvered sides, and 8,000 to 13,999 Btu/h | #N/A | #N/A | #N/A | #N/A | #N/A | #N/A | #N/A | #N/A | #N/A | #N/A | #N/A | #N/A | #N/A | #N/A | #N/A | #N/A | #N/A | #N/A | #N/A
LG | 314714284 | (3) Without reverse cycle, with louvered sides, and 8,000 to 13,999 Btu/h | 12000 | 11.2 | Yes | 14000 | 11000 | (3) Without reverse cycle, with louvered sides, and 8,000 to 13,999 Btu/h | #N/A | #N/A | #N/A | #N/A | #N/A | #N/A | #N/A | #N/A | #N/A | #N/A | #N/A | #N/A | #N/A | #N/A | #N/A | #N/A | #N/A | #N/A | #N/A
LG | LW1221HRSM | (3) Without reverse cycle, with louvered sides, and 8,000 to 13,999 Btu/h | 12000 | 11.2 | No | 14000 | 11000 | (3) Without reverse cycle, with louvered sides, and 8,000 to 13,999 Btu/h | #N/A | #N/A | #N/A | #N/A | #N/A | #N/A | #N/A | #N/A | #N/A | #N/A | #N/A | #N/A | #N/A | #N/A | #N/A | #N/A | #N/A | #N/A | #N/A
Friedrich | EP12G33B | (3) Without reverse cycle, with louvered sides, and 8,000 to 13,999 Btu/h | 12000 | 11.2 | Yes | 14000 | 11000 | (3) Without reverse cycle, with louvered sides, and 8,000 to 13,999 Btu/h | #N/A | #N/A | #N/A | #N/A | #N/A | #N/A | #N/A | #N/A | #N/A | #N/A | #N/A | #N/A | #N/A | #N/A | #N/A | #N/A | #N/A | #N/A | #N/A
Friedrich | EP12G33B-A | (3) Without reverse cycle, with louvered sides, and 8,000 to 13,999 Btu/h | 12000 | 11.2 | No | 14000 | 11000 | (3) Without reverse cycle, with louvered sides, and 8,000 to 13,999 Btu/h | #N/A | #N/A | #N/A | #N/A | #N/A | #N/A | #N/A | #N/A | #N/A | #N/A | #N/A | #N/A | #N/A | #N/A | #N/A | #N/A | #N/A | #N/A | #N/A
LG | 206520620 | (3) Without reverse cycle, with louvered sides, and 8,000 to 13,999 Btu/h | 12000 | 11.2 | No | 14000 | 11000 | (3) Without reverse cycle, with louvered sides, and 8,000 to 13,999 Btu/h | #N/A | #N/A | #N/A | #N/A | #N/A | #N/A | #N/A | #N/A | #N/A | #N/A | #N/A | #N/A | #N/A | #N/A | #N/A | #N/A | #N/A | #N/A | #N/A
LG | LW1216HR | (3) Without reverse cycle, with louvered sides, and 8,000 to 13,999 Btu/h | 12000 | 11.2 | No | 14000 | 11000 | (3) Without reverse cycle, with louvered sides, and 8,000 to 13,999 Btu/h | #N/A | #N/A | #N/A | #N/A | #N/A | #N/A | #N/A | #N/A | #N/A | #N/A | #N/A | #N/A | #N/A | #N/A | #N/A | #N/A | #N/A | #N/A | #N/A
LG | LW1216HR | (3) Without reverse cycle, with louvered sides, and 8,000 to 13,999 Btu/h | 12000 | 11.2 | No | 14000 | 11000 | (3) Without reverse cycle, with louvered sides, and 8,000 to 13,999 Btu/h | #N/A | #N/A | #N/A | #N/A | #N/A | #N/A | #N/A | #N/A | #N/A | #N/A | #N/A | #N/A | #N/A | #N/A | #N/A | #N/A | #N/A | #N/A | #N/A
GE | AEG12AZE** | (3) Without reverse cycle, with louvered sides, and 8,000 to 13,999 Btu/h | 12100 | 11.2 | No | 14000 | 11000 | (3) Without reverse cycle, with louvered sides, and 8,000 to 13,999 Btu/h | #N/A | #N/A | #N/A | #N/A | #N/A | #N/A | #N/A | #N/A | #N/A | #N/A | #N/A | #N/A | #N/A | #N/A | #N/A | #N/A | #N/A | #N/A | #N/A
GE | AEG12AZE** | (3) Without reverse cycle, with louvered sides, and 8,000 to 13,999 Btu/h | 12100 | 11.2 | No | 14000 | 11000 | (3) Without reverse cycle, with louvered sides, and 8,000 to 13,999 Btu/h | #N/A | #N/A | #N/A | #N/A | #N/A | #N/A | #N/A | #N/A | #N/A | #N/A | #N/A | #N/A | #N/A | #N/A | #N/A | #N/A | #N/A | #N/A | #N/A
LG | LW6017R | (2) Without reverse cycle, with louvered sides, and 6,000 to 7,999 Btu/h | 6000 | 11.3 | No | 8000 | 6000 | (2) Without reverse cycle, with louvered sides, and 6,000 to 7,999 Btu/h | #N/A | #N/A | #N/A | #N/A | #N/A | #N/A | #N/A | #N/A | #N/A | #N/A | #N/A | #N/A | #N/A | #N/A | #N/A | #N/A | #N/A | #N/A | #N/A
LG | 300422895 | (2) Without reverse cycle, with louvered sides, and 6,000 to 7,999 Btu/h | 6000 | 11.3 | No | 8000 | 6000 | (2) Without reverse cycle, with louvered sides, and 6,000 to 7,999 Btu/h | #N/A | #N/A | #N/A | #N/A | #N/A | #N/A | #N/A | #N/A | #N/A | #N/A | #N/A | #N/A | #N/A | #N/A | #N/A | #N/A | #N/A | #N/A | #N/A
LG | 3613701 | (2) Without reverse cycle, with louvered sides, and 6,000 to 7,999 Btu/h | 6000 | 11.3 | No | 8000 | 6000 | (2) Without reverse cycle, with louvered sides, and 6,000 to 7,999 Btu/h | #N/A | #N/A | #N/A | #N/A | #N/A | #N/A | #N/A | #N/A | #N/A | #N/A | #N/A | #N/A | #N/A | #N/A | #N/A | #N/A | #N/A | #N/A | #N/A
LG | LW8023HR | (2) Without reverse cycle, with louvered sides, and 6,000 to 7,999 Btu/h | 7600 | 11.3 | Yes | 8000 | 6000 | (2) Without reverse cycle, with louvered sides, and 6,000 to 7,999 Btu/h | #N/A | #N/A | #N/A | #N/A | #N/A | #N/A | #N/A | #N/A | #N/A | #N/A | #N/A | #N/A | #N/A | #N/A | #N/A | #N/A | #N/A | #N/A | #N/A
LG | LW8023HRSM | (2) Without reverse cycle, with louvered sides, and 6,000 to 7,999 Btu/h | 7600 | 11.3 | Yes | 8000 | 6000 | (2) Without reverse cycle, with louvered sides, and 6,000 to 7,999 Btu/h | #N/A | #N/A | #N/A | #N/A | #N/A | #N/A | #N/A | #N/A | #N/A | #N/A | #N/A | #N/A | #N/A | #N/A | #N/A | #N/A | #N/A | #N/A | #N/A
Hisense | 4350817 | (4) Without reverse cycle, with louvered sides, and 14,000 to 19,999 Btu/h | 14000 | 11.3 | No | 20000 | 14000 | (4) Without reverse cycle, with louvered sides, and 14,000 to 19,999 Btu/h | #N/A | #N/A | #N/A | #N/A | #N/A | #N/A | #N/A | #N/A | #N/A | #N/A | #N/A | #N/A | #N/A | #N/A | #N/A | #N/A | #N/A | #N/A | #N/A
GE | AHP14LZ** | (4) Without reverse cycle, with louvered sides, and 14,000 to 19,999 Btu/h | 14000 | 11.3 | Yes | 20000 | 14000 | (4) Without reverse cycle, with louvered sides, and 14,000 to 19,999 Btu/h | #N/A | #N/A | #N/A | #N/A | #N/A | #N/A | #N/A | #N/A | #N/A | #N/A | #N/A | #N/A | #N/A | #N/A | #N/A | #N/A | #N/A | #N/A | #N/A
GE | QHEK14AC** | (4) Without reverse cycle, with louvered sides, and 14,000 to 19,999 Btu/h | 14000 | 11.3 | No | 20000 | 14000 | (4) Without reverse cycle, with louvered sides, and 14,000 to 19,999 Btu/h | #N/A | #N/A | #N/A | #N/A | #N/A | #N/A | #N/A | #N/A | #N/A | #N/A | #N/A | #N/A | #N/A | #N/A | #N/A | #N/A | #N/A | #N/A | #N/A
GE | AHY14LZ** | (4) Without reverse cycle, with louvered sides, and 14,000 to 19,999 Btu/h | 14000 | 11.3 | No | 20000 | 14000 | (4) Without reverse cycle, with louvered sides, and 14,000 to 19,999 Btu/h | #N/A | #N/A | #N/A | #N/A | #N/A | #N/A | #N/A | #N/A | #N/A | #N/A | #N/A | #N/A | #N/A | #N/A | #N/A | #N/A | #N/A | #N/A | #N/A
Denali Aire | 2DANC14K | (4) Without reverse cycle, with louvered sides, and 14,000 to 19,999 Btu/h | 14000 | 11.3 | No | 20000 | 14000 | (4) Without reverse cycle, with louvered sides, and 14,000 to 19,999 Btu/h | #N/A | #N/A | #N/A | #N/A | #N/A | #N/A | #N/A | #N/A | #N/A | #N/A | #N/A | #N/A | #N/A | #N/A | #N/A | #N/A | #N/A | #N/A | #N/A
GE | AHWG14BC** | (4) Without reverse cycle, with louvered sides, and 14,000 to 19,999 Btu/h | 14000 | 11.3 | No | 20000 | 14000 | (4) Without reverse cycle, with louvered sides, and 14,000 to 19,999 Btu/h | #N/A | #N/A | #N/A | #N/A | #N/A | #N/A | #N/A | #N/A | #N/A | #N/A | #N/A | #N/A | #N/A | #N/A | #N/A | #N/A | #N/A | #N/A | #N/A
GE | AHTK14AA** | (4) Without reverse cycle, with louvered sides, and 14,000 to 19,999 Btu/h | 14000 | 11.3 | Yes | 20000 | 14000 | (4) Without reverse cycle, with louvered sides, and 14,000 to 19,999 Btu/h | #N/A | #N/A | #N/A | #N/A | #N/A | #N/A | #N/A | #N/A | #N/A | #N/A | #N/A | #N/A | #N/A | #N/A | #N/A | #N/A | #N/A | #N/A | #N/A
GE | AHP14LZ** | (4) Without reverse cycle, with louvered sides, and 14,000 to 19,999 Btu/h | 14000 | 11.3 | Yes | 20000 | 14000 | (4) Without reverse cycle, with louvered sides, and 14,000 to 19,999 Btu/h | #N/A | #N/A | #N/A | #N/A | #N/A | #N/A | #N/A | #N/A | #N/A | #N/A | #N/A | #N/A | #N/A | #N/A | #N/A | #N/A | #N/A | #N/A | #N/A
GE | AHEK14AC** | (4) Without reverse cycle, with louvered sides, and 14,000 to 19,999 Btu/h | 14000 | 11.3 | No | 20000 | 14000 | (4) Without reverse cycle, with louvered sides, and 14,000 to 19,999 Btu/h | #N/A | #N/A | #N/A | #N/A | #N/A | #N/A | #N/A | #N/A | #N/A | #N/A | #N/A | #N/A | #N/A | #N/A | #N/A | #N/A | #N/A | #N/A | #N/A
Hisense | AW1422CW1W | (4) Without reverse cycle, with louvered sides, and 14,000 to 19,999 Btu/h | 14000 | 11.3 | No | 20000 | 14000 | (4) Without reverse cycle, with louvered sides, and 14,000 to 19,999 Btu/h | #N/A | #N/A | #N/A | #N/A | #N/A | #N/A | #N/A | #N/A | #N/A | #N/A | #N/A | #N/A | #N/A | #N/A | #N/A | #N/A | #N/A | #N/A | #N/A
hOme | HME030528N | (4) Without reverse cycle, with louvered sides, and 14,000 to 19,999 Btu/h | 14500 | 11.3 | Yes | 20000 | 14000 | (4) Without reverse cycle, with louvered sides, and 14,000 to 19,999 Btu/h | #N/A | #N/A | #N/A | #N/A | #N/A | #N/A | #N/A | #N/A | #N/A | #N/A | #N/A | #N/A | #N/A | #N/A | #N/A | #N/A | #N/A | #N/A | #N/A
Homepointe | MWJUK-14CRN8-BCK2 | (4) Without reverse cycle, with louvered sides, and 14,000 to 19,999 Btu/h | 14500 | 11.3 | No | 20000 | 14000 | (4) Without reverse cycle, with louvered sides, and 14,000 to 19,999 Btu/h | #N/A | #N/A | #N/A | #N/A | #N/A | #N/A | #N/A | #N/A | #N/A | #N/A | #N/A | #N/A | #N/A | #N/A | #N/A | #N/A | #N/A | #N/A | #N/A
Homepointe | MWAUK-14.5CRN8-BCK3N | (4) Without reverse cycle, with louvered sides, and 14,000 to 19,999 Btu/h | 14500 | 11.3 | No | 20000 | 14000 | (4) Without reverse cycle, with louvered sides, and 14,000 to 19,999 Btu/h | #N/A | #N/A | #N/A | #N/A | #N/A | #N/A | #N/A | #N/A | #N/A | #N/A | #N/A | #N/A | #N/A | #N/A | #N/A | #N/A | #N/A | #N/A | #N/A
Toshiba | RAC-WK1514ESCWRU | (4) Without reverse cycle, with louvered sides, and 14,000 to 19,999 Btu/h | 14500 | 11.3 | Yes | 20000 | 14000 | (4) Without reverse cycle, with louvered sides, and 14,000 to 19,999 Btu/h | #N/A | #N/A | #N/A | #N/A | #N/A | #N/A | #N/A | #N/A | #N/A | #N/A | #N/A | #N/A | #N/A | #N/A | #N/A | #N/A | #N/A | #N/A | #N/A
Comfort Aire | RADS-151R01 | (4) Without reverse cycle, with louvered sides, and 14,000 to 19,999 Btu/h | 14500 | 11.3 | Yes | 20000 | 14000 | (4) Without reverse cycle, with louvered sides, and 14,000 to 19,999 Btu/h | #N/A | #N/A | #N/A | #N/A | #N/A | #N/A | #N/A | #N/A | #N/A | #N/A | #N/A | #N/A | #N/A | #N/A | #N/A | #N/A | #N/A | #N/A | #N/A
Arctic King | KAW15R1BWT | (4) Without reverse cycle, with louvered sides, and 14,000 to 19,999 Btu/h | 14500 | 11.3 | No | 20000 | 14000 | (4) Without reverse cycle, with louvered sides, and 14,000 to 19,999 Btu/h | #N/A | #N/A | #N/A | #N/A | #N/A | #N/A | #N/A | #N/A | #N/A | #N/A | #N/A | #N/A | #N/A | #N/A | #N/A | #N/A | #N/A | #N/A | #N/A
BLACK+DECKER | BD145WT6 | (4) Without reverse cycle, with louvered sides, and 14,000 to 19,999 Btu/h | 14500 | 11.3 | No | 20000 | 14000 | (4) Without reverse cycle, with louvered sides, and 14,000 to 19,999 Btu/h | #N/A | #N/A | #N/A | #N/A | #N/A | #N/A | #N/A | #N/A | #N/A | #N/A | #N/A | #N/A | #N/A | #N/A | #N/A | #N/A | #N/A | #N/A | #N/A
Honeywell | HAC14-B | (4) Without reverse cycle, with louvered sides, and 14,000 to 19,999 Btu/h | 14500 | 11.3 | No | 20000 | 14000 | (4) Without reverse cycle, with louvered sides, and 14,000 to 19,999 Btu/h | #N/A | #N/A | #N/A | #N/A | #N/A | #N/A | #N/A | #N/A | #N/A | #N/A | #N/A | #N/A | #N/A | #N/A | #N/A | #N/A | #N/A | #N/A | #N/A
Honeywell | HAC14 | (4) Without reverse cycle, with louvered sides, and 14,000 to 19,999 Btu/h | 14500 | 11.3 | Yes | 20000 | 14000 | (4) Without reverse cycle, with louvered sides, and 14,000 to 19,999 Btu/h | #N/A | #N/A | #N/A | #N/A | #N/A | #N/A | #N/A | #N/A | #N/A | #N/A | #N/A | #N/A | #N/A | #N/A | #N/A | #N/A | #N/A | #N/A | #N/A
Midea | MAW15S1WWT | (4) Without reverse cycle, with louvered sides, and 14,000 to 19,999 Btu/h | 14500 | 11.3 | Yes | 20000 | 14000 | (4) Without reverse cycle, with louvered sides, and 14,000 to 19,999 Btu/h | #N/A | #N/A | #N/A | #N/A | #N/A | #N/A | #N/A | #N/A | #N/A | #N/A | #N/A | #N/A | #N/A | #N/A | #N/A | #N/A | #N/A | #N/A | #N/A
Danby | DAC145EB6WDB-6 | (4) Without reverse cycle, with louvered sides, and 14,000 to 19,999 Btu/h | 14500 | 11.3 | Yes | 20000 | 14000 | (4) Without reverse cycle, with louvered sides, and 14,000 to 19,999 Btu/h | #N/A | #N/A | #N/A | #N/A | #N/A | #N/A | #N/A | #N/A | #N/A | #N/A | #N/A | #N/A | #N/A | #N/A | #N/A | #N/A | #N/A | #N/A | #N/A
Seasons | SW15R1 | (4) Without reverse cycle, with louvered sides, and 14,000 to 19,999 Btu/h | 14500 | 11.3 | No | 20000 | 14000 | (4) Without reverse cycle, with louvered sides, and 14,000 to 19,999 Btu/h | #N/A | #N/A | #N/A | #N/A | #N/A | #N/A | #N/A | #N/A | #N/A | #N/A | #N/A | #N/A | #N/A | #N/A | #N/A | #N/A | #N/A | #N/A | #N/A
GE | AKLK14AA** | (4) Without reverse cycle, with louvered sides, and 14,000 to 19,999 Btu/h | 14600 | 11.3 | No | 20000 | 14000 | (4) Without reverse cycle, with louvered sides, and 14,000 to 19,999 Btu/h | #N/A | #N/A | #N/A | #N/A | #N/A | #N/A | #N/A | #N/A | #N/A | #N/A | #N/A | #N/A | #N/A | #N/A | #N/A | #N/A | #N/A | #N/A | #N/A
GE | AEC18DY** | (4) Without reverse cycle, with louvered sides, and 14,000 to 19,999 Btu/h | 17600 | 11.3 | Yes | 20000 | 14000 | (4) Without reverse cycle, with louvered sides, and 14,000 to 19,999 Btu/h | #N/A | #N/A | #N/A | #N/A | #N/A | #N/A | #N/A | #N/A | #N/A | #N/A | #N/A | #N/A | #N/A | #N/A | #N/A | #N/A | #N/A | #N/A | #N/A
GE | AHTK18AAH1 | (4) Without reverse cycle, with louvered sides, and 14,000 to 19,999 Btu/h | 17900 | 11.3 | Yes | 20000 | 14000 | (4) Without reverse cycle, with louvered sides, and 14,000 to 19,999 Btu/h | #N/A | #N/A | #N/A | #N/A | #N/A | #N/A | #N/A | #N/A | #N/A | #N/A | #N/A | #N/A | #N/A | #N/A | #N/A | #N/A | #N/A | #N/A | #N/A
GE | AHFK18AAH1 | (4) Without reverse cycle, with louvered sides, and 14,000 to 19,999 Btu/h | 17900 | 11.3 | No | 20000 | 14000 | (4) Without reverse cycle, with louvered sides, and 14,000 to 19,999 Btu/h | #N/A | #N/A | #N/A | #N/A | #N/A | #N/A | #N/A | #N/A | #N/A | #N/A | #N/A | #N/A | #N/A | #N/A | #N/A | #N/A | #N/A | #N/A | #N/A
GE | AHY18DZ** | (4) Without reverse cycle, with louvered sides, and 14,000 to 19,999 Btu/h | 18000 | 11.3 | Yes | 20000 | 14000 | (4) Without reverse cycle, with louvered sides, and 14,000 to 19,999 Btu/h | #N/A | #N/A | #N/A | #N/A | #N/A | #N/A | #N/A | #N/A | #N/A | #N/A | #N/A | #N/A | #N/A | #N/A | #N/A | #N/A | #N/A | #N/A | #N/A
Hisense | AW1822CW3W | (4) Without reverse cycle, with louvered sides, and 14,000 to 19,999 Btu/h | 18000 | 11.3 | Yes | 20000 | 14000 | (4) Without reverse cycle, with louvered sides, and 14,000 to 19,999 Btu/h | #N/A | #N/A | #N/A | #N/A | #N/A | #N/A | #N/A | #N/A | #N/A | #N/A | #N/A | #N/A | #N/A | #N/A | #N/A | #N/A | #N/A | #N/A | #N/A
Denali Aire | 2DANC18K | (4) Without reverse cycle, with louvered sides, and 14,000 to 19,999 Btu/h | 18000 | 11.3 | No | 20000 | 14000 | (4) Without reverse cycle, with louvered sides, and 14,000 to 19,999 Btu/h | #N/A | #N/A | #N/A | #N/A | #N/A | #N/A | #N/A | #N/A | #N/A | #N/A | #N/A | #N/A | #N/A | #N/A | #N/A | #N/A | #N/A | #N/A | #N/A
GE | AEC18DY** | (4) Without reverse cycle, with louvered sides, and 14,000 to 19,999 Btu/h | 18100 | 11.3 | Yes | 20000 | 14000 | (4) Without reverse cycle, with louvered sides, and 14,000 to 19,999 Btu/h | #N/A | #N/A | #N/A | #N/A | #N/A | #N/A | #N/A | #N/A | #N/A | #N/A | #N/A | #N/A | #N/A | #N/A | #N/A | #N/A | #N/A | #N/A | #N/A
GE | QHEK18ACW1 | (4) Without reverse cycle, with louvered sides, and 14,000 to 19,999 Btu/h | 18200 | 11.3 | No | 20000 | 14000 | (4) Without reverse cycle, with louvered sides, and 14,000 to 19,999 Btu/h | #N/A | #N/A | #N/A | #N/A | #N/A | #N/A | #N/A | #N/A | #N/A | #N/A | #N/A | #N/A | #N/A | #N/A | #N/A | #N/A | #N/A | #N/A | #N/A
GE | AHTK18AAW1 | (4) Without reverse cycle, with louvered sides, and 14,000 to 19,999 Btu/h | 18200 | 11.3 | No | 20000 | 14000 | (4) Without reverse cycle, with louvered sides, and 14,000 to 19,999 Btu/h | #N/A | #N/A | #N/A | #N/A | #N/A | #N/A | #N/A | #N/A | #N/A | #N/A | #N/A | #N/A | #N/A | #N/A | #N/A | #N/A | #N/A | #N/A | #N/A
GE | AHFK18AAW1 | (4) Without reverse cycle, with louvered sides, and 14,000 to 19,999 Btu/h | 18200 | 11.3 | No | 20000 | 14000 | (4) Without reverse cycle, with louvered sides, and 14,000 to 19,999 Btu/h | #N/A | #N/A | #N/A | #N/A | #N/A | #N/A | #N/A | #N/A | #N/A | #N/A | #N/A | #N/A | #N/A | #N/A | #N/A | #N/A | #N/A | #N/A | #N/A
GE | AHTK18AAH1 | (4) Without reverse cycle, with louvered sides, and 14,000 to 19,999 Btu/h | 18200 | 11.3 | Yes | 20000 | 14000 | (4) Without reverse cycle, with louvered sides, and 14,000 to 19,999 Btu/h | #N/A | #N/A | #N/A | #N/A | #N/A | #N/A | #N/A | #N/A | #N/A | #N/A | #N/A | #N/A | #N/A | #N/A | #N/A | #N/A | #N/A | #N/A | #N/A
GE | AHFK18AAH1 | (4) Without reverse cycle, with louvered sides, and 14,000 to 19,999 Btu/h | 18200 | 11.3 | No | 20000 | 14000 | (4) Without reverse cycle, with louvered sides, and 14,000 to 19,999 Btu/h | #N/A | #N/A | #N/A | #N/A | #N/A | #N/A | #N/A | #N/A | #N/A | #N/A | #N/A | #N/A | #N/A | #N/A | #N/A | #N/A | #N/A | #N/A | #N/A
GE | AHY18DZ** | (4) Without reverse cycle, with louvered sides, and 14,000 to 19,999 Btu/h | 18300 | 11.3 | No | 20000 | 14000 | (4) Without reverse cycle, with louvered sides, and 14,000 to 19,999 Btu/h | #N/A | #N/A | #N/A | #N/A | #N/A | #N/A | #N/A | #N/A | #N/A | #N/A | #N/A | #N/A | #N/A | #N/A | #N/A | #N/A | #N/A | #N/A | #N/A
GE | AHTK18BA** | (4) Without reverse cycle, with louvered sides, and 14,000 to 19,999 Btu/h | 18300 | 11.3 | No | 20000 | 14000 | (4) Without reverse cycle, with louvered sides, and 14,000 to 19,999 Btu/h | #N/A | #N/A | #N/A | #N/A | #N/A | #N/A | #N/A | #N/A | #N/A | #N/A | #N/A | #N/A | #N/A | #N/A | #N/A | #N/A | #N/A | #N/A | #N/A
GE | AHFK18BA** | (4) Without reverse cycle, with louvered sides, and 14,000 to 19,999 Btu/h | 18300 | 11.3 | No | 20000 | 14000 | (4) Without reverse cycle, with louvered sides, and 14,000 to 19,999 Btu/h | #N/A | #N/A | #N/A | #N/A | #N/A | #N/A | #N/A | #N/A | #N/A | #N/A | #N/A | #N/A | #N/A | #N/A | #N/A | #N/A | #N/A | #N/A | #N/A
GE | QHEK18ACW1 | (4) Without reverse cycle, with louvered sides, and 14,000 to 19,999 Btu/h | 18600 | 11.3 | Yes | 20000 | 14000 | (4) Without reverse cycle, with louvered sides, and 14,000 to 19,999 Btu/h | #N/A | #N/A | #N/A | #N/A | #N/A | #N/A | #N/A | #N/A | #N/A | #N/A | #N/A | #N/A | #N/A | #N/A | #N/A | #N/A | #N/A | #N/A | #N/A
GE | AHTK18AAW1 | (4) Without reverse cycle, with louvered sides, and 14,000 to 19,999 Btu/h | 18600 | 11.3 | No | 20000 | 14000 | (4) Without reverse cycle, with louvered sides, and 14,000 to 19,999 Btu/h | #N/A | #N/A | #N/A | #N/A | #N/A | #N/A | #N/A | #N/A | #N/A | #N/A | #N/A | #N/A | #N/A | #N/A | #N/A | #N/A | #N/A | #N/A | #N/A
GE | AHFK18BA** | (4) Without reverse cycle, with louvered sides, and 14,000 to 19,999 Btu/h | 18600 | 11.3 | No | 20000 | 14000 | (4) Without reverse cycle, with louvered sides, and 14,000 to 19,999 Btu/h | #N/A | #N/A | #N/A | #N/A | #N/A | #N/A | #N/A | #N/A | #N/A | #N/A | #N/A | #N/A | #N/A | #N/A | #N/A | #N/A | #N/A | #N/A | #N/A
GE | AHTK18BA** | (4) Without reverse cycle, with louvered sides, and 14,000 to 19,999 Btu/h | 18600 | 11.3 | Yes | 20000 | 14000 | (4) Without reverse cycle, with louvered sides, and 14,000 to 19,999 Btu/h | #N/A | #N/A | #N/A | #N/A | #N/A | #N/A | #N/A | #N/A | #N/A | #N/A | #N/A | #N/A | #N/A | #N/A | #N/A | #N/A | #N/A | #N/A | #N/A
GE | AHFK18AAW1 | (4) Without reverse cycle, with louvered sides, and 14,000 to 19,999 Btu/h | 18600 | 11.3 | No | 20000 | 14000 | (4) Without reverse cycle, with louvered sides, and 14,000 to 19,999 Btu/h | #N/A | #N/A | #N/A | #N/A | #N/A | #N/A | #N/A | #N/A | #N/A | #N/A | #N/A | #N/A | #N/A | #N/A | #N/A | #N/A | #N/A | #N/A | #N/A
LG | LW6023R | (1) Without reverse cycle, with louvered sides, and less than 6,000 Btu/h | 5800 | 11.4 | No | 6000 |  | (1) Without reverse cycle, with louvered sides, and less than 6,000 Btu/h | #N/A | #N/A | #N/A | #N/A | #N/A | #N/A | #N/A | #N/A | #N/A | #N/A | #N/A | #N/A | #N/A | #N/A | #N/A | #N/A | #N/A | #N/A | #N/A
LG | LW8017ERSM1 | (3) Without reverse cycle, with louvered sides, and 8,000 to 13,999 Btu/h | 8000 | 11.4 | Yes | 11000 | 8000 | (3) Without reverse cycle, with louvered sides, and 8,000 to 13,999 Btu/h | #N/A | #N/A | #N/A | #N/A | #N/A | #N/A | #N/A | #N/A | #N/A | #N/A | #N/A | #N/A | #N/A | #N/A | #N/A | #N/A | #N/A | #N/A | #N/A
LG | LW8023ERSM | (3) Without reverse cycle, with louvered sides, and 8,000 to 13,999 Btu/h | 8000 | 11.4 | No | 11000 | 8000 | (3) Without reverse cycle, with louvered sides, and 8,000 to 13,999 Btu/h | #N/A | #N/A | #N/A | #N/A | #N/A | #N/A | #N/A | #N/A | #N/A | #N/A | #N/A | #N/A | #N/A | #N/A | #N/A | #N/A | #N/A | #N/A | #N/A
ProAire | 1PRNC8000 | (3) Without reverse cycle, with louvered sides, and 8,000 to 13,999 Btu/h | 8000 | 11.4 | Yes | 11000 | 8000 | (3) Without reverse cycle, with louvered sides, and 8,000 to 13,999 Btu/h | #N/A | #N/A | #N/A | #N/A | #N/A | #N/A | #N/A | #N/A | #N/A | #N/A | #N/A | #N/A | #N/A | #N/A | #N/A | #N/A | #N/A | #N/A | #N/A
Denali Aire | 2DANC8K | (3) Without reverse cycle, with louvered sides, and 8,000 to 13,999 Btu/h | 8000 | 11.4 | Yes | 11000 | 8000 | (3) Without reverse cycle, with louvered sides, and 8,000 to 13,999 Btu/h | #N/A | #N/A | #N/A | #N/A | #N/A | #N/A | #N/A | #N/A | #N/A | #N/A | #N/A | #N/A | #N/A | #N/A | #N/A | #N/A | #N/A | #N/A | #N/A
TOSHIBA | 311290366 | (3) Without reverse cycle, with louvered sides, and 8,000 to 13,999 Btu/h | 8000 | 11.4 | Yes | 11000 | 8000 | (3) Without reverse cycle, with louvered sides, and 8,000 to 13,999 Btu/h | #N/A | #N/A | #N/A | #N/A | #N/A | #N/A | #N/A | #N/A | #N/A | #N/A | #N/A | #N/A | #N/A | #N/A | #N/A | #N/A | #N/A | #N/A | #N/A
Toshiba | RAC-WK0812ESCWRU | (3) Without reverse cycle, with louvered sides, and 8,000 to 13,999 Btu/h | 8000 | 11.4 | Yes | 11000 | 8000 | (3) Without reverse cycle, with louvered sides, and 8,000 to 13,999 Btu/h | #N/A | #N/A | #N/A | #N/A | #N/A | #N/A | #N/A | #N/A | #N/A | #N/A | #N/A | #N/A | #N/A | #N/A | #N/A | #N/A | #N/A | #N/A | #N/A
Midea | MAW08S1YWT-E | (3) Without reverse cycle, with louvered sides, and 8,000 to 13,999 Btu/h | 8000 | 11.4 | Yes | 11000 | 8000 | (3) Without reverse cycle, with louvered sides, and 8,000 to 13,999 Btu/h | #N/A | #N/A | #N/A | #N/A | #N/A | #N/A | #N/A | #N/A | #N/A | #N/A | #N/A | #N/A | #N/A | #N/A | #N/A | #N/A | #N/A | #N/A | #N/A
Midea | MAW08S1WWT | (3) Without reverse cycle, with louvered sides, and 8,000 to 13,999 Btu/h | 8000 | 11.4 | Yes | 11000 | 8000 | (3) Without reverse cycle, with louvered sides, and 8,000 to 13,999 Btu/h | #N/A | #N/A | #N/A | #N/A | #N/A | #N/A | #N/A | #N/A | #N/A | #N/A | #N/A | #N/A | #N/A | #N/A | #N/A | #N/A | #N/A | #N/A | #N/A
Hisense | AW0822CW1W | (3) Without reverse cycle, with louvered sides, and 8,000 to 13,999 Btu/h | 8000 | 11.4 | No | 11000 | 8000 | (3) Without reverse cycle, with louvered sides, and 8,000 to 13,999 Btu/h | #N/A | #N/A | #N/A | #N/A | #N/A | #N/A | #N/A | #N/A | #N/A | #N/A | #N/A | #N/A | #N/A | #N/A | #N/A | #N/A | #N/A | #N/A | #N/A
Toshiba | RAC-WK0812ESCWRU1 | (3) Without reverse cycle, with louvered sides, and 8,000 to 13,999 Btu/h | 8000 | 11.4 | No | 11000 | 8000 | (3) Without reverse cycle, with louvered sides, and 8,000 to 13,999 Btu/h | #N/A | #N/A | #N/A | #N/A | #N/A | #N/A | #N/A | #N/A | #N/A | #N/A | #N/A | #N/A | #N/A | #N/A | #N/A | #N/A | #N/A | #N/A | #N/A
Comfort Aire | RADS-81R01 | (3) Without reverse cycle, with louvered sides, and 8,000 to 13,999 Btu/h | 8000 | 11.4 | Yes | 11000 | 8000 | (3) Without reverse cycle, with louvered sides, and 8,000 to 13,999 Btu/h | #N/A | #N/A | #N/A | #N/A | #N/A | #N/A | #N/A | #N/A | #N/A | #N/A | #N/A | #N/A | #N/A | #N/A | #N/A | #N/A | #N/A | #N/A | #N/A
Midea | MAW08S1YWT | (3) Without reverse cycle, with louvered sides, and 8,000 to 13,999 Btu/h | 8000 | 11.4 | No | 11000 | 8000 | (3) Without reverse cycle, with louvered sides, and 8,000 to 13,999 Btu/h | #N/A | #N/A | #N/A | #N/A | #N/A | #N/A | #N/A | #N/A | #N/A | #N/A | #N/A | #N/A | #N/A | #N/A | #N/A | #N/A | #N/A | #N/A | #N/A
Hisense | HAW0821CW1W | (3) Without reverse cycle, with louvered sides, and 8,000 to 13,999 Btu/h | 8000 | 11.4 | No | 11000 | 8000 | (3) Without reverse cycle, with louvered sides, and 8,000 to 13,999 Btu/h | #N/A | #N/A | #N/A | #N/A | #N/A | #N/A | #N/A | #N/A | #N/A | #N/A | #N/A | #N/A | #N/A | #N/A | #N/A | #N/A | #N/A | #N/A | #N/A
Midea | MAW08S1WBL-T | (3) Without reverse cycle, with louvered sides, and 8,000 to 13,999 Btu/h | 8000 | 11.4 | Yes | 11000 | 8000 | (3) Without reverse cycle, with louvered sides, and 8,000 to 13,999 Btu/h | #N/A | #N/A | #N/A | #N/A | #N/A | #N/A | #N/A | #N/A | #N/A | #N/A | #N/A | #N/A | #N/A | #N/A | #N/A | #N/A | #N/A | #N/A | #N/A
Midea | MAW08S1WWT-T | (3) Without reverse cycle, with louvered sides, and 8,000 to 13,999 Btu/h | 8000 | 11.4 | Yes | 11000 | 8000 | (3) Without reverse cycle, with louvered sides, and 8,000 to 13,999 Btu/h | #N/A | #N/A | #N/A | #N/A | #N/A | #N/A | #N/A | #N/A | #N/A | #N/A | #N/A | #N/A | #N/A | #N/A | #N/A | #N/A | #N/A | #N/A | #N/A
Hisense | AW0823CW1W | (3) Without reverse cycle, with louvered sides, and 8,000 to 13,999 Btu/h | 8000 | 11.4 | No | 11000 | 8000 | (3) Without reverse cycle, with louvered sides, and 8,000 to 13,999 Btu/h | #N/A | #N/A | #N/A | #N/A | #N/A | #N/A | #N/A | #N/A | #N/A | #N/A | #N/A | #N/A | #N/A | #N/A | #N/A | #N/A | #N/A | #N/A | #N/A
Midea | MAW08S1WBL | (3) Without reverse cycle, with louvered sides, and 8,000 to 13,999 Btu/h | 8000 | 11.4 | Yes | 11000 | 8000 | (3) Without reverse cycle, with louvered sides, and 8,000 to 13,999 Btu/h | #N/A | #N/A | #N/A | #N/A | #N/A | #N/A | #N/A | #N/A | #N/A | #N/A | #N/A | #N/A | #N/A | #N/A | #N/A | #N/A | #N/A | #N/A | #N/A
Midea | MAW08S1YWT | (3) Without reverse cycle, with louvered sides, and 8,000 to 13,999 Btu/h | 8000 | 11.4 | Yes | 11000 | 8000 | (3) Without reverse cycle, with louvered sides, and 8,000 to 13,999 Btu/h | #N/A | #N/A | #N/A | #N/A | #N/A | #N/A | #N/A | #N/A | #N/A | #N/A | #N/A | #N/A | #N/A | #N/A | #N/A | #N/A | #N/A | #N/A | #N/A
GE | AHY08LZ** | (3) Without reverse cycle, with louvered sides, and 8,000 to 13,999 Btu/h | 8100 | 11.4 | Yes | 11000 | 8000 | (3) Without reverse cycle, with louvered sides, and 8,000 to 13,999 Btu/h | #N/A | #N/A | #N/A | #N/A | #N/A | #N/A | #N/A | #N/A | #N/A | #N/A | #N/A | #N/A | #N/A | #N/A | #N/A | #N/A | #N/A | #N/A | #N/A
GE | AHEU08BC** | (3) Without reverse cycle, with louvered sides, and 8,000 to 13,999 Btu/h | 8100 | 11.4 | No | 11000 | 8000 | (3) Without reverse cycle, with louvered sides, and 8,000 to 13,999 Btu/h | #N/A | #N/A | #N/A | #N/A | #N/A | #N/A | #N/A | #N/A | #N/A | #N/A | #N/A | #N/A | #N/A | #N/A | #N/A | #N/A | #N/A | #N/A | #N/A
GE | AHEK08AC** | (3) Without reverse cycle, with louvered sides, and 8,000 to 13,999 Btu/h | 8100 | 11.4 | Yes | 11000 | 8000 | (3) Without reverse cycle, with louvered sides, and 8,000 to 13,999 Btu/h | #N/A | #N/A | #N/A | #N/A | #N/A | #N/A | #N/A | #N/A | #N/A | #N/A | #N/A | #N/A | #N/A | #N/A | #N/A | #N/A | #N/A | #N/A | #N/A
GE | AHC08LYW2 | (3) Without reverse cycle, with louvered sides, and 8,000 to 13,999 Btu/h | 8100 | 11.4 | No | 11000 | 8000 | (3) Without reverse cycle, with louvered sides, and 8,000 to 13,999 Btu/h | #N/A | #N/A | #N/A | #N/A | #N/A | #N/A | #N/A | #N/A | #N/A | #N/A | #N/A | #N/A | #N/A | #N/A | #N/A | #N/A | #N/A | #N/A | #N/A
GE | AHP08LZ** | (3) Without reverse cycle, with louvered sides, and 8,000 to 13,999 Btu/h | 8100 | 11.4 | No | 11000 | 8000 | (3) Without reverse cycle, with louvered sides, and 8,000 to 13,999 Btu/h | #N/A | #N/A | #N/A | #N/A | #N/A | #N/A | #N/A | #N/A | #N/A | #N/A | #N/A | #N/A | #N/A | #N/A | #N/A | #N/A | #N/A | #N/A | #N/A
GE | AHK08LZ** | (3) Without reverse cycle, with louvered sides, and 8,000 to 13,999 Btu/h | 8100 | 11.4 | No | 11000 | 8000 | (3) Without reverse cycle, with louvered sides, and 8,000 to 13,999 Btu/h | #N/A | #N/A | #N/A | #N/A | #N/A | #N/A | #N/A | #N/A | #N/A | #N/A | #N/A | #N/A | #N/A | #N/A | #N/A | #N/A | #N/A | #N/A | #N/A
Haier | QHNG08AA** | (3) Without reverse cycle, with louvered sides, and 8,000 to 13,999 Btu/h | 8100 | 11.4 | No | 11000 | 8000 | (3) Without reverse cycle, with louvered sides, and 8,000 to 13,999 Btu/h | #N/A | #N/A | #N/A | #N/A | #N/A | #N/A | #N/A | #N/A | #N/A | #N/A | #N/A | #N/A | #N/A | #N/A | #N/A | #N/A | #N/A | #N/A | #N/A
GE | AHP08LZ** | (3) Without reverse cycle, with louvered sides, and 8,000 to 13,999 Btu/h | 8100 | 11.4 | No | 11000 | 8000 | (3) Without reverse cycle, with louvered sides, and 8,000 to 13,999 Btu/h | #N/A | #N/A | #N/A | #N/A | #N/A | #N/A | #N/A | #N/A | #N/A | #N/A | #N/A | #N/A | #N/A | #N/A | #N/A | #N/A | #N/A | #N/A | #N/A
Haier | QHEK08AC** | (3) Without reverse cycle, with louvered sides, and 8,000 to 13,999 Btu/h | 8100 | 11.4 | Yes | 11000 | 8000 | (3) Without reverse cycle, with louvered sides, and 8,000 to 13,999 Btu/h | #N/A | #N/A | #N/A | #N/A | #N/A | #N/A | #N/A | #N/A | #N/A | #N/A | #N/A | #N/A | #N/A | #N/A | #N/A | #N/A | #N/A | #N/A | #N/A
GE | AHTK08AA** | (3) Without reverse cycle, with louvered sides, and 8,000 to 13,999 Btu/h | 8100 | 11.4 | No | 11000 | 8000 | (3) Without reverse cycle, with louvered sides, and 8,000 to 13,999 Btu/h | #N/A | #N/A | #N/A | #N/A | #N/A | #N/A | #N/A | #N/A | #N/A | #N/A | #N/A | #N/A | #N/A | #N/A | #N/A | #N/A | #N/A | #N/A | #N/A
Haier | QHNG08AA** | (3) Without reverse cycle, with louvered sides, and 8,000 to 13,999 Btu/h | 8100 | 11.4 | No | 11000 | 8000 | (3) Without reverse cycle, with louvered sides, and 8,000 to 13,999 Btu/h | #N/A | #N/A | #N/A | #N/A | #N/A | #N/A | #N/A | #N/A | #N/A | #N/A | #N/A | #N/A | #N/A | #N/A | #N/A | #N/A | #N/A | #N/A | #N/A
GE Profile | PHC08LY** | (3) Without reverse cycle, with louvered sides, and 8,000 to 13,999 Btu/h | 8200 | 11.4 | No | 11000 | 8000 | (3) Without reverse cycle, with louvered sides, and 8,000 to 13,999 Btu/h | #N/A | #N/A | #N/A | #N/A | #N/A | #N/A | #N/A | #N/A | #N/A | #N/A | #N/A | #N/A | #N/A | #N/A | #N/A | #N/A | #N/A | #N/A | #N/A
GE Profile | AHTT08BC** | (3) Without reverse cycle, with louvered sides, and 8,000 to 13,999 Btu/h | 8300 | 11.4 | Yes | 11000 | 8000 | (3) Without reverse cycle, with louvered sides, and 8,000 to 13,999 Btu/h | #N/A | #N/A | #N/A | #N/A | #N/A | #N/A | #N/A | #N/A | #N/A | #N/A | #N/A | #N/A | #N/A | #N/A | #N/A | #N/A | #N/A | #N/A | #N/A
Hisense | 4350815 | (3) Without reverse cycle, with louvered sides, and 8,000 to 13,999 Btu/h | 10000 | 11.4 | Yes | 11000 | 8000 | (3) Without reverse cycle, with louvered sides, and 8,000 to 13,999 Btu/h | #N/A | #N/A | #N/A | #N/A | #N/A | #N/A | #N/A | #N/A | #N/A | #N/A | #N/A | #N/A | #N/A | #N/A | #N/A | #N/A | #N/A | #N/A | #N/A
Denali Aire | 2DANC10K | (3) Without reverse cycle, with louvered sides, and 8,000 to 13,999 Btu/h | 10000 | 11.4 | Yes | 11000 | 8000 | (3) Without reverse cycle, with louvered sides, and 8,000 to 13,999 Btu/h | #N/A | #N/A | #N/A | #N/A | #N/A | #N/A | #N/A | #N/A | #N/A | #N/A | #N/A | #N/A | #N/A | #N/A | #N/A | #N/A | #N/A | #N/A | #N/A
Comfort Aire | RADS-101R01 | (3) Without reverse cycle, with louvered sides, and 8,000 to 13,999 Btu/h | 10000 | 11.4 | No | 11000 | 8000 | (3) Without reverse cycle, with louvered sides, and 8,000 to 13,999 Btu/h | #N/A | #N/A | #N/A | #N/A | #N/A | #N/A | #N/A | #N/A | #N/A | #N/A | #N/A | #N/A | #N/A | #N/A | #N/A | #N/A | #N/A | #N/A | #N/A
Toshiba | RAC-WK1012ESCWRU | (3) Without reverse cycle, with louvered sides, and 8,000 to 13,999 Btu/h | 10000 | 11.4 | No | 11000 | 8000 | (3) Without reverse cycle, with louvered sides, and 8,000 to 13,999 Btu/h | #N/A | #N/A | #N/A | #N/A | #N/A | #N/A | #N/A | #N/A | #N/A | #N/A | #N/A | #N/A | #N/A | #N/A | #N/A | #N/A | #N/A | #N/A | #N/A
Midea | MAW10S1YWT | (3) Without reverse cycle, with louvered sides, and 8,000 to 13,999 Btu/h | 10000 | 11.4 | Yes | 11000 | 8000 | (3) Without reverse cycle, with louvered sides, and 8,000 to 13,999 Btu/h | #N/A | #N/A | #N/A | #N/A | #N/A | #N/A | #N/A | #N/A | #N/A | #N/A | #N/A | #N/A | #N/A | #N/A | #N/A | #N/A | #N/A | #N/A | #N/A
Midea | MAW10S1WWT | (3) Without reverse cycle, with louvered sides, and 8,000 to 13,999 Btu/h | 10000 | 11.4 | Yes | 11000 | 8000 | (3) Without reverse cycle, with louvered sides, and 8,000 to 13,999 Btu/h | #N/A | #N/A | #N/A | #N/A | #N/A | #N/A | #N/A | #N/A | #N/A | #N/A | #N/A | #N/A | #N/A | #N/A | #N/A | #N/A | #N/A | #N/A | #N/A
TOSHIBA | 311290370 | (3) Without reverse cycle, with louvered sides, and 8,000 to 13,999 Btu/h | 10000 | 11.4 | No | 11000 | 8000 | (3) Without reverse cycle, with louvered sides, and 8,000 to 13,999 Btu/h | #N/A | #N/A | #N/A | #N/A | #N/A | #N/A | #N/A | #N/A | #N/A | #N/A | #N/A | #N/A | #N/A | #N/A | #N/A | #N/A | #N/A | #N/A | #N/A
Midea | MAW10S1WWT-T | (3) Without reverse cycle, with louvered sides, and 8,000 to 13,999 Btu/h | 10000 | 11.4 | No | 11000 | 8000 | (3) Without reverse cycle, with louvered sides, and 8,000 to 13,999 Btu/h | #N/A | #N/A | #N/A | #N/A | #N/A | #N/A | #N/A | #N/A | #N/A | #N/A | #N/A | #N/A | #N/A | #N/A | #N/A | #N/A | #N/A | #N/A | #N/A
Midea | MAW10S1WBL-T | (3) Without reverse cycle, with louvered sides, and 8,000 to 13,999 Btu/h | 10000 | 11.4 | Yes | 11000 | 8000 | (3) Without reverse cycle, with louvered sides, and 8,000 to 13,999 Btu/h | #N/A | #N/A | #N/A | #N/A | #N/A | #N/A | #N/A | #N/A | #N/A | #N/A | #N/A | #N/A | #N/A | #N/A | #N/A | #N/A | #N/A | #N/A | #N/A
Midea | MAW10S1YWT-E | (3) Without reverse cycle, with louvered sides, and 8,000 to 13,999 Btu/h | 10000 | 11.4 | No | 11000 | 8000 | (3) Without reverse cycle, with louvered sides, and 8,000 to 13,999 Btu/h | #N/A | #N/A | #N/A | #N/A | #N/A | #N/A | #N/A | #N/A | #N/A | #N/A | #N/A | #N/A | #N/A | #N/A | #N/A | #N/A | #N/A | #N/A | #N/A
Midea | MAW10S1WBL | (3) Without reverse cycle, with louvered sides, and 8,000 to 13,999 Btu/h | 10000 | 11.4 | Yes | 11000 | 8000 | (3) Without reverse cycle, with louvered sides, and 8,000 to 13,999 Btu/h | #N/A | #N/A | #N/A | #N/A | #N/A | #N/A | #N/A | #N/A | #N/A | #N/A | #N/A | #N/A | #N/A | #N/A | #N/A | #N/A | #N/A | #N/A | #N/A
Hisense | AW1022CW1W | (3) Without reverse cycle, with louvered sides, and 8,000 to 13,999 Btu/h | 10000 | 11.4 | Yes | 11000 | 8000 | (3) Without reverse cycle, with louvered sides, and 8,000 to 13,999 Btu/h | #N/A | #N/A | #N/A | #N/A | #N/A | #N/A | #N/A | #N/A | #N/A | #N/A | #N/A | #N/A | #N/A | #N/A | #N/A | #N/A | #N/A | #N/A | #N/A
Midea | MAW10S1YWT | (3) Without reverse cycle, with louvered sides, and 8,000 to 13,999 Btu/h | 10000 | 11.4 | No | 11000 | 8000 | (3) Without reverse cycle, with louvered sides, and 8,000 to 13,999 Btu/h | #N/A | #N/A | #N/A | #N/A | #N/A | #N/A | #N/A | #N/A | #N/A | #N/A | #N/A | #N/A | #N/A | #N/A | #N/A | #N/A | #N/A | #N/A | #N/A
GE | AHP10LZ** | (3) Without reverse cycle, with louvered sides, and 8,000 to 13,999 Btu/h | 10100 | 11.4 | Yes | 11000 | 8000 | (3) Without reverse cycle, with louvered sides, and 8,000 to 13,999 Btu/h | #N/A | #N/A | #N/A | #N/A | #N/A | #N/A | #N/A | #N/A | #N/A | #N/A | #N/A | #N/A | #N/A | #N/A | #N/A | #N/A | #N/A | #N/A | #N/A
GE | AHY10LZ** | (3) Without reverse cycle, with louvered sides, and 8,000 to 13,999 Btu/h | 10100 | 11.4 | No | 11000 | 8000 | (3) Without reverse cycle, with louvered sides, and 8,000 to 13,999 Btu/h | #N/A | #N/A | #N/A | #N/A | #N/A | #N/A | #N/A | #N/A | #N/A | #N/A | #N/A | #N/A | #N/A | #N/A | #N/A | #N/A | #N/A | #N/A | #N/A
GE | AHWH10BC** | (3) Without reverse cycle, with louvered sides, and 8,000 to 13,999 Btu/h | 10100 | 11.4 | Yes | 11000 | 8000 | (3) Without reverse cycle, with louvered sides, and 8,000 to 13,999 Btu/h | #N/A | #N/A | #N/A | #N/A | #N/A | #N/A | #N/A | #N/A | #N/A | #N/A | #N/A | #N/A | #N/A | #N/A | #N/A | #N/A | #N/A | #N/A | #N/A
GE | AEK10AY** | (3) Without reverse cycle, with louvered sides, and 8,000 to 13,999 Btu/h | 10100 | 11.4 | Yes | 11000 | 8000 | (3) Without reverse cycle, with louvered sides, and 8,000 to 13,999 Btu/h | #N/A | #N/A | #N/A | #N/A | #N/A | #N/A | #N/A | #N/A | #N/A | #N/A | #N/A | #N/A | #N/A | #N/A | #N/A | #N/A | #N/A | #N/A | #N/A
GE | AEC10AYL1 | (3) Without reverse cycle, with louvered sides, and 8,000 to 13,999 Btu/h | 10100 | 11.4 | Yes | 11000 | 8000 | (3) Without reverse cycle, with louvered sides, and 8,000 to 13,999 Btu/h | #N/A | #N/A | #N/A | #N/A | #N/A | #N/A | #N/A | #N/A | #N/A | #N/A | #N/A | #N/A | #N/A | #N/A | #N/A | #N/A | #N/A | #N/A | #N/A
GE | AHP10LZ** | (3) Without reverse cycle, with louvered sides, and 8,000 to 13,999 Btu/h | 10100 | 11.4 | No | 11000 | 8000 | (3) Without reverse cycle, with louvered sides, and 8,000 to 13,999 Btu/h | #N/A | #N/A | #N/A | #N/A | #N/A | #N/A | #N/A | #N/A | #N/A | #N/A | #N/A | #N/A | #N/A | #N/A | #N/A | #N/A | #N/A | #N/A | #N/A
GE | AHEK10AC** | (3) Without reverse cycle, with louvered sides, and 8,000 to 13,999 Btu/h | 10100 | 11.4 | Yes | 11000 | 8000 | (3) Without reverse cycle, with louvered sides, and 8,000 to 13,999 Btu/h | #N/A | #N/A | #N/A | #N/A | #N/A | #N/A | #N/A | #N/A | #N/A | #N/A | #N/A | #N/A | #N/A | #N/A | #N/A | #N/A | #N/A | #N/A | #N/A
GE | AHC10LYQ2 | (3) Without reverse cycle, with louvered sides, and 8,000 to 13,999 Btu/h | 10100 | 11.4 | No | 11000 | 8000 | (3) Without reverse cycle, with louvered sides, and 8,000 to 13,999 Btu/h | #N/A | #N/A | #N/A | #N/A | #N/A | #N/A | #N/A | #N/A | #N/A | #N/A | #N/A | #N/A | #N/A | #N/A | #N/A | #N/A | #N/A | #N/A | #N/A
Haier | QHNG10AA** | (3) Without reverse cycle, with louvered sides, and 8,000 to 13,999 Btu/h | 10100 | 11.4 | No | 11000 | 8000 | (3) Without reverse cycle, with louvered sides, and 8,000 to 13,999 Btu/h | #N/A | #N/A | #N/A | #N/A | #N/A | #N/A | #N/A | #N/A | #N/A | #N/A | #N/A | #N/A | #N/A | #N/A | #N/A | #N/A | #N/A | #N/A | #N/A
Haier | QHNG10AA** | (3) Without reverse cycle, with louvered sides, and 8,000 to 13,999 Btu/h | 10100 | 11.4 | Yes | 11000 | 8000 | (3) Without reverse cycle, with louvered sides, and 8,000 to 13,999 Btu/h | #N/A | #N/A | #N/A | #N/A | #N/A | #N/A | #N/A | #N/A | #N/A | #N/A | #N/A | #N/A | #N/A | #N/A | #N/A | #N/A | #N/A | #N/A | #N/A
Haier | QHEK10AC** | (3) Without reverse cycle, with louvered sides, and 8,000 to 13,999 Btu/h | 10100 | 11.4 | No | 11000 | 8000 | (3) Without reverse cycle, with louvered sides, and 8,000 to 13,999 Btu/h | #N/A | #N/A | #N/A | #N/A | #N/A | #N/A | #N/A | #N/A | #N/A | #N/A | #N/A | #N/A | #N/A | #N/A | #N/A | #N/A | #N/A | #N/A | #N/A
GE | AHWG10BW** | (3) Without reverse cycle, with louvered sides, and 8,000 to 13,999 Btu/h | 10100 | 11.4 | Yes | 11000 | 8000 | (3) Without reverse cycle, with louvered sides, and 8,000 to 13,999 Btu/h | #N/A | #N/A | #N/A | #N/A | #N/A | #N/A | #N/A | #N/A | #N/A | #N/A | #N/A | #N/A | #N/A | #N/A | #N/A | #N/A | #N/A | #N/A | #N/A
GE | AHTK10AA** | (3) Without reverse cycle, with louvered sides, and 8,000 to 13,999 Btu/h | 10100 | 11.4 | Yes | 11000 | 8000 | (3) Without reverse cycle, with louvered sides, and 8,000 to 13,999 Btu/h | #N/A | #N/A | #N/A | #N/A | #N/A | #N/A | #N/A | #N/A | #N/A | #N/A | #N/A | #N/A | #N/A | #N/A | #N/A | #N/A | #N/A | #N/A | #N/A
GE | AHWG10BWQ1 | (3) Without reverse cycle, with louvered sides, and 8,000 to 13,999 Btu/h | 10100 | 11.4 | Yes | 11000 | 8000 | (3) Without reverse cycle, with louvered sides, and 8,000 to 13,999 Btu/h | #N/A | #N/A | #N/A | #N/A | #N/A | #N/A | #N/A | #N/A | #N/A | #N/A | #N/A | #N/A | #N/A | #N/A | #N/A | #N/A | #N/A | #N/A | #N/A
GE | AKLK10AA** | (3) Without reverse cycle, with louvered sides, and 8,000 to 13,999 Btu/h | 10200 | 11.4 | Yes | 11000 | 8000 | (3) Without reverse cycle, with louvered sides, and 8,000 to 13,999 Btu/h | #N/A | #N/A | #N/A | #N/A | #N/A | #N/A | #N/A | #N/A | #N/A | #N/A | #N/A | #N/A | #N/A | #N/A | #N/A | #N/A | #N/A | #N/A | #N/A
GE | AEC10AYL2 | (3) Without reverse cycle, with louvered sides, and 8,000 to 13,999 Btu/h | 10200 | 11.4 | No | 11000 | 8000 | (3) Without reverse cycle, with louvered sides, and 8,000 to 13,999 Btu/h | #N/A | #N/A | #N/A | #N/A | #N/A | #N/A | #N/A | #N/A | #N/A | #N/A | #N/A | #N/A | #N/A | #N/A | #N/A | #N/A | #N/A | #N/A | #N/A
GE | AHK12LZW3 | (3) Without reverse cycle, with louvered sides, and 8,000 to 13,999 Btu/h | 12000 | 11.4 | Yes | 14000 | 11000 | (3) Without reverse cycle, with louvered sides, and 8,000 to 13,999 Btu/h | #N/A | #N/A | #N/A | #N/A | #N/A | #N/A | #N/A | #N/A | #N/A | #N/A | #N/A | #N/A | #N/A | #N/A | #N/A | #N/A | #N/A | #N/A | #N/A
Haier | QHEK12ACW2 | (3) Without reverse cycle, with louvered sides, and 8,000 to 13,999 Btu/h | 12000 | 11.4 | No | 14000 | 11000 | (3) Without reverse cycle, with louvered sides, and 8,000 to 13,999 Btu/h | #N/A | #N/A | #N/A | #N/A | #N/A | #N/A | #N/A | #N/A | #N/A | #N/A | #N/A | #N/A | #N/A | #N/A | #N/A | #N/A | #N/A | #N/A | #N/A
Midea | MAW12S1WWT-T | (3) Without reverse cycle, with louvered sides, and 8,000 to 13,999 Btu/h | 12000 | 11.4 | Yes | 14000 | 11000 | (3) Without reverse cycle, with louvered sides, and 8,000 to 13,999 Btu/h | #N/A | #N/A | #N/A | #N/A | #N/A | #N/A | #N/A | #N/A | #N/A | #N/A | #N/A | #N/A | #N/A | #N/A | #N/A | #N/A | #N/A | #N/A | #N/A
GE | AHP12LZW2 | (3) Without reverse cycle, with louvered sides, and 8,000 to 13,999 Btu/h | 12000 | 11.4 | Yes | 14000 | 11000 | (3) Without reverse cycle, with louvered sides, and 8,000 to 13,999 Btu/h | #N/A | #N/A | #N/A | #N/A | #N/A | #N/A | #N/A | #N/A | #N/A | #N/A | #N/A | #N/A | #N/A | #N/A | #N/A | #N/A | #N/A | #N/A | #N/A
TOSHIBA | 311290365 | (3) Without reverse cycle, with louvered sides, and 8,000 to 13,999 Btu/h | 12000 | 11.4 | Yes | 14000 | 11000 | (3) Without reverse cycle, with louvered sides, and 8,000 to 13,999 Btu/h | #N/A | #N/A | #N/A | #N/A | #N/A | #N/A | #N/A | #N/A | #N/A | #N/A | #N/A | #N/A | #N/A | #N/A | #N/A | #N/A | #N/A | #N/A | #N/A
Comfort Aire | RADS-121R01 | (3) Without reverse cycle, with louvered sides, and 8,000 to 13,999 Btu/h | 12000 | 11.4 | No | 14000 | 11000 | (3) Without reverse cycle, with louvered sides, and 8,000 to 13,999 Btu/h | #N/A | #N/A | #N/A | #N/A | #N/A | #N/A | #N/A | #N/A | #N/A | #N/A | #N/A | #N/A | #N/A | #N/A | #N/A | #N/A | #N/A | #N/A | #N/A
Toshiba | RAC-WK1212ESCWRU | (3) Without reverse cycle, with louvered sides, and 8,000 to 13,999 Btu/h | 12000 | 11.4 | No | 14000 | 11000 | (3) Without reverse cycle, with louvered sides, and 8,000 to 13,999 Btu/h | #N/A | #N/A | #N/A | #N/A | #N/A | #N/A | #N/A | #N/A | #N/A | #N/A | #N/A | #N/A | #N/A | #N/A | #N/A | #N/A | #N/A | #N/A | #N/A
Midea | MAW12S1YWT | (3) Without reverse cycle, with louvered sides, and 8,000 to 13,999 Btu/h | 12000 | 11.4 | No | 14000 | 11000 | (3) Without reverse cycle, with louvered sides, and 8,000 to 13,999 Btu/h | #N/A | #N/A | #N/A | #N/A | #N/A | #N/A | #N/A | #N/A | #N/A | #N/A | #N/A | #N/A | #N/A | #N/A | #N/A | #N/A | #N/A | #N/A | #N/A
Midea | MAW12S1WWT | (3) Without reverse cycle, with louvered sides, and 8,000 to 13,999 Btu/h | 12000 | 11.4 | Yes | 14000 | 11000 | (3) Without reverse cycle, with louvered sides, and 8,000 to 13,999 Btu/h | #N/A | #N/A | #N/A | #N/A | #N/A | #N/A | #N/A | #N/A | #N/A | #N/A | #N/A | #N/A | #N/A | #N/A | #N/A | #N/A | #N/A | #N/A | #N/A
GE | AHEK12ACW2 | (3) Without reverse cycle, with louvered sides, and 8,000 to 13,999 Btu/h | 12000 | 11.4 | No | 14000 | 11000 | (3) Without reverse cycle, with louvered sides, and 8,000 to 13,999 Btu/h | #N/A | #N/A | #N/A | #N/A | #N/A | #N/A | #N/A | #N/A | #N/A | #N/A | #N/A | #N/A | #N/A | #N/A | #N/A | #N/A | #N/A | #N/A | #N/A
GE | AHTK12AAW2 | (3) Without reverse cycle, with louvered sides, and 8,000 to 13,999 Btu/h | 12000 | 11.4 | No | 14000 | 11000 | (3) Without reverse cycle, with louvered sides, and 8,000 to 13,999 Btu/h | #N/A | #N/A | #N/A | #N/A | #N/A | #N/A | #N/A | #N/A | #N/A | #N/A | #N/A | #N/A | #N/A | #N/A | #N/A | #N/A | #N/A | #N/A | #N/A
LG | LW1223ERSM | (3) Without reverse cycle, with louvered sides, and 8,000 to 13,999 Btu/h | 12000 | 11.4 | No | 14000 | 11000 | (3) Without reverse cycle, with louvered sides, and 8,000 to 13,999 Btu/h | #N/A | #N/A | #N/A | #N/A | #N/A | #N/A | #N/A | #N/A | #N/A | #N/A | #N/A | #N/A | #N/A | #N/A | #N/A | #N/A | #N/A | #N/A | #N/A
ProAire | 1PRNC12000 | (3) Without reverse cycle, with louvered sides, and 8,000 to 13,999 Btu/h | 12000 | 11.4 | No | 14000 | 11000 | (3) Without reverse cycle, with louvered sides, and 8,000 to 13,999 Btu/h | #N/A | #N/A | #N/A | #N/A | #N/A | #N/A | #N/A | #N/A | #N/A | #N/A | #N/A | #N/A | #N/A | #N/A | #N/A | #N/A | #N/A | #N/A | #N/A
Denali Aire | 2DANC12K | (3) Without reverse cycle, with louvered sides, and 8,000 to 13,999 Btu/h | 12000 | 11.4 | No | 14000 | 11000 | (3) Without reverse cycle, with louvered sides, and 8,000 to 13,999 Btu/h | #N/A | #N/A | #N/A | #N/A | #N/A | #N/A | #N/A | #N/A | #N/A | #N/A | #N/A | #N/A | #N/A | #N/A | #N/A | #N/A | #N/A | #N/A | #N/A
Midea | MAW12S1YWT-E | (3) Without reverse cycle, with louvered sides, and 8,000 to 13,999 Btu/h | 12000 | 11.4 | Yes | 14000 | 11000 | (3) Without reverse cycle, with louvered sides, and 8,000 to 13,999 Btu/h | #N/A | #N/A | #N/A | #N/A | #N/A | #N/A | #N/A | #N/A | #N/A | #N/A | #N/A | #N/A | #N/A | #N/A | #N/A | #N/A | #N/A | #N/A | #N/A
Hisense | AW1222CW1W | (3) Without reverse cycle, with louvered sides, and 8,000 to 13,999 Btu/h | 12000 | 11.4 | No | 14000 | 11000 | (3) Without reverse cycle, with louvered sides, and 8,000 to 13,999 Btu/h | #N/A | #N/A | #N/A | #N/A | #N/A | #N/A | #N/A | #N/A | #N/A | #N/A | #N/A | #N/A | #N/A | #N/A | #N/A | #N/A | #N/A | #N/A | #N/A
GE | AHY12LZW2 | (3) Without reverse cycle, with louvered sides, and 8,000 to 13,999 Btu/h | 12000 | 11.4 | No | 14000 | 11000 | (3) Without reverse cycle, with louvered sides, and 8,000 to 13,999 Btu/h | #N/A | #N/A | #N/A | #N/A | #N/A | #N/A | #N/A | #N/A | #N/A | #N/A | #N/A | #N/A | #N/A | #N/A | #N/A | #N/A | #N/A | #N/A | #N/A
GE | AHP12LZW2 | (3) Without reverse cycle, with louvered sides, and 8,000 to 13,999 Btu/h | 12000 | 11.4 | Yes | 14000 | 11000 | (3) Without reverse cycle, with louvered sides, and 8,000 to 13,999 Btu/h | #N/A | #N/A | #N/A | #N/A | #N/A | #N/A | #N/A | #N/A | #N/A | #N/A | #N/A | #N/A | #N/A | #N/A | #N/A | #N/A | #N/A | #N/A | #N/A
LG | LW1217ERSM1 | (3) Without reverse cycle, with louvered sides, and 8,000 to 13,999 Btu/h | 12000 | 11.4 | No | 14000 | 11000 | (3) Without reverse cycle, with louvered sides, and 8,000 to 13,999 Btu/h | #N/A | #N/A | #N/A | #N/A | #N/A | #N/A | #N/A | #N/A | #N/A | #N/A | #N/A | #N/A | #N/A | #N/A | #N/A | #N/A | #N/A | #N/A | #N/A
Midea | MAW12S1YWT | (3) Without reverse cycle, with louvered sides, and 8,000 to 13,999 Btu/h | 12000 | 11.4 | Yes | 14000 | 11000 | (3) Without reverse cycle, with louvered sides, and 8,000 to 13,999 Btu/h | #N/A | #N/A | #N/A | #N/A | #N/A | #N/A | #N/A | #N/A | #N/A | #N/A | #N/A | #N/A | #N/A | #N/A | #N/A | #N/A | #N/A | #N/A | #N/A
GE | AHP12LZW1 | (3) Without reverse cycle, with louvered sides, and 8,000 to 13,999 Btu/h | 12200 | 11.4 | No | 14000 | 11000 | (3) Without reverse cycle, with louvered sides, and 8,000 to 13,999 Btu/h | #N/A | #N/A | #N/A | #N/A | #N/A | #N/A | #N/A | #N/A | #N/A | #N/A | #N/A | #N/A | #N/A | #N/A | #N/A | #N/A | #N/A | #N/A | #N/A
GE | AHK12LZW1 | (3) Without reverse cycle, with louvered sides, and 8,000 to 13,999 Btu/h | 12200 | 11.4 | Yes | 14000 | 11000 | (3) Without reverse cycle, with louvered sides, and 8,000 to 13,999 Btu/h | #N/A | #N/A | #N/A | #N/A | #N/A | #N/A | #N/A | #N/A | #N/A | #N/A | #N/A | #N/A | #N/A | #N/A | #N/A | #N/A | #N/A | #N/A | #N/A
GE | AHY12LZW1 | (3) Without reverse cycle, with louvered sides, and 8,000 to 13,999 Btu/h | 12200 | 11.4 | No | 14000 | 11000 | (3) Without reverse cycle, with louvered sides, and 8,000 to 13,999 Btu/h | #N/A | #N/A | #N/A | #N/A | #N/A | #N/A | #N/A | #N/A | #N/A | #N/A | #N/A | #N/A | #N/A | #N/A | #N/A | #N/A | #N/A | #N/A | #N/A
GE | AHP12LZW1 | (3) Without reverse cycle, with louvered sides, and 8,000 to 13,999 Btu/h | 12200 | 11.4 | No | 14000 | 11000 | (3) Without reverse cycle, with louvered sides, and 8,000 to 13,999 Btu/h | #N/A | #N/A | #N/A | #N/A | #N/A | #N/A | #N/A | #N/A | #N/A | #N/A | #N/A | #N/A | #N/A | #N/A | #N/A | #N/A | #N/A | #N/A | #N/A
GE | AEC12AYL2 | (3) Without reverse cycle, with louvered sides, and 8,000 to 13,999 Btu/h | 12200 | 11.4 | No | 14000 | 11000 | (3) Without reverse cycle, with louvered sides, and 8,000 to 13,999 Btu/h | #N/A | #N/A | #N/A | #N/A | #N/A | #N/A | #N/A | #N/A | #N/A | #N/A | #N/A | #N/A | #N/A | #N/A | #N/A | #N/A | #N/A | #N/A | #N/A
Haier | QHEK12ACW1 | (3) Without reverse cycle, with louvered sides, and 8,000 to 13,999 Btu/h | 12300 | 11.4 | No | 14000 | 11000 | (3) Without reverse cycle, with louvered sides, and 8,000 to 13,999 Btu/h | #N/A | #N/A | #N/A | #N/A | #N/A | #N/A | #N/A | #N/A | #N/A | #N/A | #N/A | #N/A | #N/A | #N/A | #N/A | #N/A | #N/A | #N/A | #N/A
GE | AKLK12AA** | (3) Without reverse cycle, with louvered sides, and 8,000 to 13,999 Btu/h | 12300 | 11.4 | Yes | 14000 | 11000 | (3) Without reverse cycle, with louvered sides, and 8,000 to 13,999 Btu/h | #N/A | #N/A | #N/A | #N/A | #N/A | #N/A | #N/A | #N/A | #N/A | #N/A | #N/A | #N/A | #N/A | #N/A | #N/A | #N/A | #N/A | #N/A | #N/A
GE | AHEK12ACW1 | (3) Without reverse cycle, with louvered sides, and 8,000 to 13,999 Btu/h | 12300 | 11.4 | No | 14000 | 11000 | (3) Without reverse cycle, with louvered sides, and 8,000 to 13,999 Btu/h | #N/A | #N/A | #N/A | #N/A | #N/A | #N/A | #N/A | #N/A | #N/A | #N/A | #N/A | #N/A | #N/A | #N/A | #N/A | #N/A | #N/A | #N/A | #N/A
GE | AHK12LZW2 | (3) Without reverse cycle, with louvered sides, and 8,000 to 13,999 Btu/h | 12300 | 11.4 | No | 14000 | 11000 | (3) Without reverse cycle, with louvered sides, and 8,000 to 13,999 Btu/h | #N/A | #N/A | #N/A | #N/A | #N/A | #N/A | #N/A | #N/A | #N/A | #N/A | #N/A | #N/A | #N/A | #N/A | #N/A | #N/A | #N/A | #N/A | #N/A
GE | AEC12AYL1 | (3) Without reverse cycle, with louvered sides, and 8,000 to 13,999 Btu/h | 12300 | 11.4 | No | 14000 | 11000 | (3) Without reverse cycle, with louvered sides, and 8,000 to 13,999 Btu/h | #N/A | #N/A | #N/A | #N/A | #N/A | #N/A | #N/A | #N/A | #N/A | #N/A | #N/A | #N/A | #N/A | #N/A | #N/A | #N/A | #N/A | #N/A | #N/A
GE | AHTK12AAW1 | (3) Without reverse cycle, with louvered sides, and 8,000 to 13,999 Btu/h | 12300 | 11.4 | No | 14000 | 11000 | (3) Without reverse cycle, with louvered sides, and 8,000 to 13,999 Btu/h | #N/A | #N/A | #N/A | #N/A | #N/A | #N/A | #N/A | #N/A | #N/A | #N/A | #N/A | #N/A | #N/A | #N/A | #N/A | #N/A | #N/A | #N/A | #N/A
GE | AEK12AYL1 | (3) Without reverse cycle, with louvered sides, and 8,000 to 13,999 Btu/h | 12300 | 11.4 | Yes | 14000 | 11000 | (3) Without reverse cycle, with louvered sides, and 8,000 to 13,999 Btu/h | #N/A | #N/A | #N/A | #N/A | #N/A | #N/A | #N/A | #N/A | #N/A | #N/A | #N/A | #N/A | #N/A | #N/A | #N/A | #N/A | #N/A | #N/A | #N/A
Hisense | 4350818 | (4) Without reverse cycle, with louvered sides, and 14,000 to 19,999 Btu/h | 18000 | 11.4 | No | 20000 | 14000 | (4) Without reverse cycle, with louvered sides, and 14,000 to 19,999 Btu/h | #N/A | #N/A | #N/A | #N/A | #N/A | #N/A | #N/A | #N/A | #N/A | #N/A | #N/A | #N/A | #N/A | #N/A | #N/A | #N/A | #N/A | #N/A | #N/A
GE Profile | AHTT06BC** | (2) Without reverse cycle, with louvered sides, and 6,000 to 7,999 Btu/h | 6100 | 11.5 | Yes | 8000 | 6000 | (2) Without reverse cycle, with louvered sides, and 6,000 to 7,999 Btu/h | #N/A | #N/A | #N/A | #N/A | #N/A | #N/A | #N/A | #N/A | #N/A | #N/A | #N/A | #N/A | #N/A | #N/A | #N/A | #N/A | #N/A | #N/A | #N/A
GE Profile | PHC06LY** | (2) Without reverse cycle, with louvered sides, and 6,000 to 7,999 Btu/h | 6200 | 11.5 | Yes | 8000 | 6000 | (2) Without reverse cycle, with louvered sides, and 6,000 to 7,999 Btu/h | #N/A | #N/A | #N/A | #N/A | #N/A | #N/A | #N/A | #N/A | #N/A | #N/A | #N/A | #N/A | #N/A | #N/A | #N/A | #N/A | #N/A | #N/A | #N/A
Hisense | 4350816 | (3) Without reverse cycle, with louvered sides, and 8,000 to 13,999 Btu/h | 12000 | 11.6 | Yes | 14000 | 11000 | (3) Without reverse cycle, with louvered sides, and 8,000 to 13,999 Btu/h | #N/A | #N/A | #N/A | #N/A | #N/A | #N/A | #N/A | #N/A | #N/A | #N/A | #N/A | #N/A | #N/A | #N/A | #N/A | #N/A | #N/A | #N/A | #N/A
GE | AEM14AX** | (4) Without reverse cycle, with louvered sides, and 14,000 to 19,999 Btu/h | 14700 | 11.8 | Yes | 20000 | 14000 | (4) Without reverse cycle, with louvered sides, and 14,000 to 19,999 Btu/h | #N/A | #N/A | #N/A | #N/A | #N/A | #N/A | #N/A | #N/A | #N/A | #N/A | #N/A | #N/A | #N/A | #N/A | #N/A | #N/A | #N/A | #N/A | #N/A
TCL | H15W25W-CA | (4) Without reverse cycle, with louvered sides, and 14,000 to 19,999 Btu/h | 15000 | 11.8 | Yes | 20000 | 14000 | (4) Without reverse cycle, with louvered sides, and 14,000 to 19,999 Btu/h | #N/A | #N/A | #N/A | #N/A | #N/A | #N/A | #N/A | #N/A | #N/A | #N/A | #N/A | #N/A | #N/A | #N/A | #N/A | #N/A | #N/A | #N/A | #N/A
TCL | H15W25W | (4) Without reverse cycle, with louvered sides, and 14,000 to 19,999 Btu/h | 15000 | 11.8 | No | 20000 | 14000 | (4) Without reverse cycle, with louvered sides, and 14,000 to 19,999 Btu/h | #N/A | #N/A | #N/A | #N/A | #N/A | #N/A | #N/A | #N/A | #N/A | #N/A | #N/A | #N/A | #N/A | #N/A | #N/A | #N/A | #N/A | #N/A | #N/A
TCL | 15W3E1-A | (4) Without reverse cycle, with louvered sides, and 14,000 to 19,999 Btu/h | 15000 | 11.8 | Yes | 20000 | 14000 | (4) Without reverse cycle, with louvered sides, and 14,000 to 19,999 Btu/h | #N/A | #N/A | #N/A | #N/A | #N/A | #N/A | #N/A | #N/A | #N/A | #N/A | #N/A | #N/A | #N/A | #N/A | #N/A | #N/A | #N/A | #N/A | #N/A
TCL | 15W9E1-A | (4) Without reverse cycle, with louvered sides, and 14,000 to 19,999 Btu/h | 15000 | 11.8 | Yes | 20000 | 14000 | (4) Without reverse cycle, with louvered sides, and 14,000 to 19,999 Btu/h | #N/A | #N/A | #N/A | #N/A | #N/A | #N/A | #N/A | #N/A | #N/A | #N/A | #N/A | #N/A | #N/A | #N/A | #N/A | #N/A | #N/A | #N/A | #N/A
Emerson Quiet Kool | EARC15RSE1H | (4) Without reverse cycle, with louvered sides, and 14,000 to 19,999 Btu/h | 15000 | 11.8 | Yes | 20000 | 14000 | (4) Without reverse cycle, with louvered sides, and 14,000 to 19,999 Btu/h | #N/A | #N/A | #N/A | #N/A | #N/A | #N/A | #N/A | #N/A | #N/A | #N/A | #N/A | #N/A | #N/A | #N/A | #N/A | #N/A | #N/A | #N/A | #N/A
EMERSON QUIET KOOL | EBRC15RE1H | (4) Without reverse cycle, with louvered sides, and 14,000 to 19,999 Btu/h | 15000 | 11.8 | No | 20000 | 14000 | (4) Without reverse cycle, with louvered sides, and 14,000 to 19,999 Btu/h | #N/A | #N/A | #N/A | #N/A | #N/A | #N/A | #N/A | #N/A | #N/A | #N/A | #N/A | #N/A | #N/A | #N/A | #N/A | #N/A | #N/A | #N/A | #N/A
EMERSON QUIET KOOL | EARC15RE1H | (4) Without reverse cycle, with louvered sides, and 14,000 to 19,999 Btu/h | 15000 | 11.8 | No | 20000 | 14000 | (4) Without reverse cycle, with louvered sides, and 14,000 to 19,999 Btu/h | #N/A | #N/A | #N/A | #N/A | #N/A | #N/A | #N/A | #N/A | #N/A | #N/A | #N/A | #N/A | #N/A | #N/A | #N/A | #N/A | #N/A | #N/A | #N/A
Hisense | AW-15CR1RXFUE10 | (4) Without reverse cycle, with louvered sides, and 14,000 to 19,999 Btu/h | 15000 | 11.8 | No | 20000 | 14000 | (4) Without reverse cycle, with louvered sides, and 14,000 to 19,999 Btu/h | #N/A | #N/A | #N/A | #N/A | #N/A | #N/A | #N/A | #N/A | #N/A | #N/A | #N/A | #N/A | #N/A | #N/A | #N/A | #N/A | #N/A | #N/A | #N/A
Hisense | AW1521CW1W | (4) Without reverse cycle, with louvered sides, and 14,000 to 19,999 Btu/h | 15000 | 11.8 | No | 20000 | 14000 | (4) Without reverse cycle, with louvered sides, and 14,000 to 19,999 Btu/h | #N/A | #N/A | #N/A | #N/A | #N/A | #N/A | #N/A | #N/A | #N/A | #N/A | #N/A | #N/A | #N/A | #N/A | #N/A | #N/A | #N/A | #N/A | #N/A
HISENSE | AW-15CR1RXFUE10 | (4) Without reverse cycle, with louvered sides, and 14,000 to 19,999 Btu/h | 15000 | 11.8 | No | 20000 | 14000 | (4) Without reverse cycle, with louvered sides, and 14,000 to 19,999 Btu/h | #N/A | #N/A | #N/A | #N/A | #N/A | #N/A | #N/A | #N/A | #N/A | #N/A | #N/A | #N/A | #N/A | #N/A | #N/A | #N/A | #N/A | #N/A | #N/A
Kenmore Elite | 580.7716 | (4) Without reverse cycle, with louvered sides, and 14,000 to 19,999 Btu/h | 15000 | 11.8 | Yes | 20000 | 14000 | (4) Without reverse cycle, with louvered sides, and 14,000 to 19,999 Btu/h | #N/A | #N/A | #N/A | #N/A | #N/A | #N/A | #N/A | #N/A | #N/A | #N/A | #N/A | #N/A | #N/A | #N/A | #N/A | #N/A | #N/A | #N/A | #N/A
LG | LW1516ER | (4) Without reverse cycle, with louvered sides, and 14,000 to 19,999 Btu/h | 15000 | 11.8 | No | 20000 | 14000 | (4) Without reverse cycle, with louvered sides, and 14,000 to 19,999 Btu/h | #N/A | #N/A | #N/A | #N/A | #N/A | #N/A | #N/A | #N/A | #N/A | #N/A | #N/A | #N/A | #N/A | #N/A | #N/A | #N/A | #N/A | #N/A | #N/A
Bhojwani Wholesale | DS-15WAC | (4) Without reverse cycle, with louvered sides, and 14,000 to 19,999 Btu/h | 15000 | 11.8 | No | 20000 | 14000 | (4) Without reverse cycle, with louvered sides, and 14,000 to 19,999 Btu/h | #N/A | #N/A | #N/A | #N/A | #N/A | #N/A | #N/A | #N/A | #N/A | #N/A | #N/A | #N/A | #N/A | #N/A | #N/A | #N/A | #N/A | #N/A | #N/A
hOme | HME030343N | (4) Without reverse cycle, with louvered sides, and 14,000 to 19,999 Btu/h | 15000 | 11.8 | Yes | 20000 | 14000 | (4) Without reverse cycle, with louvered sides, and 14,000 to 19,999 Btu/h | #N/A | #N/A | #N/A | #N/A | #N/A | #N/A | #N/A | #N/A | #N/A | #N/A | #N/A | #N/A | #N/A | #N/A | #N/A | #N/A | #N/A | #N/A | #N/A
Montgomery Ward | ACE1505MW | (4) Without reverse cycle, with louvered sides, and 14,000 to 19,999 Btu/h | 15000 | 11.8 | Yes | 20000 | 14000 | (4) Without reverse cycle, with louvered sides, and 14,000 to 19,999 Btu/h | #N/A | #N/A | #N/A | #N/A | #N/A | #N/A | #N/A | #N/A | #N/A | #N/A | #N/A | #N/A | #N/A | #N/A | #N/A | #N/A | #N/A | #N/A | #N/A
COOL-LIVING | CL-RAC15EWES-22 | (4) Without reverse cycle, with louvered sides, and 14,000 to 19,999 Btu/h | 15000 | 11.8 | No | 20000 | 14000 | (4) Without reverse cycle, with louvered sides, and 14,000 to 19,999 Btu/h | #N/A | #N/A | #N/A | #N/A | #N/A | #N/A | #N/A | #N/A | #N/A | #N/A | #N/A | #N/A | #N/A | #N/A | #N/A | #N/A | #N/A | #N/A | #N/A
LG | LW1522ERSM | (4) Without reverse cycle, with louvered sides, and 14,000 to 19,999 Btu/h | 15000 | 11.8 | Yes | 20000 | 14000 | (4) Without reverse cycle, with louvered sides, and 14,000 to 19,999 Btu/h | #N/A | #N/A | #N/A | #N/A | #N/A | #N/A | #N/A | #N/A | #N/A | #N/A | #N/A | #N/A | #N/A | #N/A | #N/A | #N/A | #N/A | #N/A | #N/A
Whirlpool | WHAW151CW | (4) Without reverse cycle, with louvered sides, and 14,000 to 19,999 Btu/h | 15000 | 11.8 | No | 20000 | 14000 | (4) Without reverse cycle, with louvered sides, and 14,000 to 19,999 Btu/h | #N/A | #N/A | #N/A | #N/A | #N/A | #N/A | #N/A | #N/A | #N/A | #N/A | #N/A | #N/A | #N/A | #N/A | #N/A | #N/A | #N/A | #N/A | #N/A
COOL-LIVING | CL-RAC15EWES-22 | (4) Without reverse cycle, with louvered sides, and 14,000 to 19,999 Btu/h | 15000 | 11.8 | No | 20000 | 14000 | (4) Without reverse cycle, with louvered sides, and 14,000 to 19,999 Btu/h | #N/A | #N/A | #N/A | #N/A | #N/A | #N/A | #N/A | #N/A | #N/A | #N/A | #N/A | #N/A | #N/A | #N/A | #N/A | #N/A | #N/A | #N/A | #N/A
Coast air | CEW151CS | (4) Without reverse cycle, with louvered sides, and 14,000 to 19,999 Btu/h | 15000 | 11.8 | No | 20000 | 14000 | (4) Without reverse cycle, with louvered sides, and 14,000 to 19,999 Btu/h | #N/A | #N/A | #N/A | #N/A | #N/A | #N/A | #N/A | #N/A | #N/A | #N/A | #N/A | #N/A | #N/A | #N/A | #N/A | #N/A | #N/A | #N/A | #N/A
COSAT AIR | CEW151CS | (4) Without reverse cycle, with louvered sides, and 14,000 to 19,999 Btu/h | 15000 | 11.8 | Yes | 20000 | 14000 | (4) Without reverse cycle, with louvered sides, and 14,000 to 19,999 Btu/h | #N/A | #N/A | #N/A | #N/A | #N/A | #N/A | #N/A | #N/A | #N/A | #N/A | #N/A | #N/A | #N/A | #N/A | #N/A | #N/A | #N/A | #N/A | #N/A
Frigidaire | FFRE1533U1E | (4) Without reverse cycle, with louvered sides, and 14,000 to 19,999 Btu/h | 15000 | 11.8 | No | 20000 | 14000 | (4) Without reverse cycle, with louvered sides, and 14,000 to 19,999 Btu/h | #N/A | #N/A | #N/A | #N/A | #N/A | #N/A | #N/A | #N/A | #N/A | #N/A | #N/A | #N/A | #N/A | #N/A | #N/A | #N/A | #N/A | #N/A | #N/A
Frigidaire | FFRE1533U1 | (4) Without reverse cycle, with louvered sides, and 14,000 to 19,999 Btu/h | 15000 | 11.8 | No | 20000 | 14000 | (4) Without reverse cycle, with louvered sides, and 14,000 to 19,999 Btu/h | #N/A | #N/A | #N/A | #N/A | #N/A | #N/A | #N/A | #N/A | #N/A | #N/A | #N/A | #N/A | #N/A | #N/A | #N/A | #N/A | #N/A | #N/A | #N/A
Emerson Quiet Kool | EARC15RE1H | (4) Without reverse cycle, with louvered sides, and 14,000 to 19,999 Btu/h | 15000 | 11.8 | No | 20000 | 14000 | (4) Without reverse cycle, with louvered sides, and 14,000 to 19,999 Btu/h | #N/A | #N/A | #N/A | #N/A | #N/A | #N/A | #N/A | #N/A | #N/A | #N/A | #N/A | #N/A | #N/A | #N/A | #N/A | #N/A | #N/A | #N/A | #N/A
Hisense | AW-15CW1RXGUE10 | (4) Without reverse cycle, with louvered sides, and 14,000 to 19,999 Btu/h | 15000 | 11.8 | No | 20000 | 14000 | (4) Without reverse cycle, with louvered sides, and 14,000 to 19,999 Btu/h | #N/A | #N/A | #N/A | #N/A | #N/A | #N/A | #N/A | #N/A | #N/A | #N/A | #N/A | #N/A | #N/A | #N/A | #N/A | #N/A | #N/A | #N/A | #N/A
HISENSE | AW-15CR1RXGUE10 | (4) Without reverse cycle, with louvered sides, and 14,000 to 19,999 Btu/h | 15000 | 11.8 | No | 20000 | 14000 | (4) Without reverse cycle, with louvered sides, and 14,000 to 19,999 Btu/h | #N/A | #N/A | #N/A | #N/A | #N/A | #N/A | #N/A | #N/A | #N/A | #N/A | #N/A | #N/A | #N/A | #N/A | #N/A | #N/A | #N/A | #N/A | #N/A
HISENSE | AW-15CW1RXGUE10 | (4) Without reverse cycle, with louvered sides, and 14,000 to 19,999 Btu/h | 15000 | 11.8 | No | 20000 | 14000 | (4) Without reverse cycle, with louvered sides, and 14,000 to 19,999 Btu/h | #N/A | #N/A | #N/A | #N/A | #N/A | #N/A | #N/A | #N/A | #N/A | #N/A | #N/A | #N/A | #N/A | #N/A | #N/A | #N/A | #N/A | #N/A | #N/A
LG | LW1516ER | (4) Without reverse cycle, with louvered sides, and 14,000 to 19,999 Btu/h | 15000 | 11.8 | Yes | 20000 | 14000 | (4) Without reverse cycle, with louvered sides, and 14,000 to 19,999 Btu/h | #N/A | #N/A | #N/A | #N/A | #N/A | #N/A | #N/A | #N/A | #N/A | #N/A | #N/A | #N/A | #N/A | #N/A | #N/A | #N/A | #N/A | #N/A | #N/A
LG | LW1521ERSM | (4) Without reverse cycle, with louvered sides, and 14,000 to 19,999 Btu/h | 15000 | 11.8 | Yes | 20000 | 14000 | (4) Without reverse cycle, with louvered sides, and 14,000 to 19,999 Btu/h | #N/A | #N/A | #N/A | #N/A | #N/A | #N/A | #N/A | #N/A | #N/A | #N/A | #N/A | #N/A | #N/A | #N/A | #N/A | #N/A | #N/A | #N/A | #N/A
LG | LW1522ERSM | (4) Without reverse cycle, with louvered sides, and 14,000 to 19,999 Btu/h | 15000 | 11.8 | No | 20000 | 14000 | (4) Without reverse cycle, with louvered sides, and 14,000 to 19,999 Btu/h | #N/A | #N/A | #N/A | #N/A | #N/A | #N/A | #N/A | #N/A | #N/A | #N/A | #N/A | #N/A | #N/A | #N/A | #N/A | #N/A | #N/A | #N/A | #N/A
hOme | HME030343N | (4) Without reverse cycle, with louvered sides, and 14,000 to 19,999 Btu/h | 15000 | 11.8 | No | 20000 | 14000 | (4) Without reverse cycle, with louvered sides, and 14,000 to 19,999 Btu/h | #N/A | #N/A | #N/A | #N/A | #N/A | #N/A | #N/A | #N/A | #N/A | #N/A | #N/A | #N/A | #N/A | #N/A | #N/A | #N/A | #N/A | #N/A | #N/A
COSTWAY | FP10140UC-WH | (4) Without reverse cycle, with louvered sides, and 14,000 to 19,999 Btu/h | 15000 | 11.8 | No | 20000 | 14000 | (4) Without reverse cycle, with louvered sides, and 14,000 to 19,999 Btu/h | #N/A | #N/A | #N/A | #N/A | #N/A | #N/A | #N/A | #N/A | #N/A | #N/A | #N/A | #N/A | #N/A | #N/A | #N/A | #N/A | #N/A | #N/A | #N/A
Montgomery Ward | ACE1505MW | (4) Without reverse cycle, with louvered sides, and 14,000 to 19,999 Btu/h | 15000 | 11.8 | No | 20000 | 14000 | (4) Without reverse cycle, with louvered sides, and 14,000 to 19,999 Btu/h | #N/A | #N/A | #N/A | #N/A | #N/A | #N/A | #N/A | #N/A | #N/A | #N/A | #N/A | #N/A | #N/A | #N/A | #N/A | #N/A | #N/A | #N/A | #N/A
COOL-LIVING | AMAP151CW | (4) Without reverse cycle, with louvered sides, and 14,000 to 19,999 Btu/h | 15000 | 11.8 | No | 20000 | 14000 | (4) Without reverse cycle, with louvered sides, and 14,000 to 19,999 Btu/h | #N/A | #N/A | #N/A | #N/A | #N/A | #N/A | #N/A | #N/A | #N/A | #N/A | #N/A | #N/A | #N/A | #N/A | #N/A | #N/A | #N/A | #N/A | #N/A
LG | 206520622 | (4) Without reverse cycle, with louvered sides, and 14,000 to 19,999 Btu/h | 15000 | 11.8 | Yes | 20000 | 14000 | (4) Without reverse cycle, with louvered sides, and 14,000 to 19,999 Btu/h | #N/A | #N/A | #N/A | #N/A | #N/A | #N/A | #N/A | #N/A | #N/A | #N/A | #N/A | #N/A | #N/A | #N/A | #N/A | #N/A | #N/A | #N/A | #N/A
LG | 315545386 | (4) Without reverse cycle, with louvered sides, and 14,000 to 19,999 Btu/h | 15000 | 11.8 | Yes | 20000 | 14000 | (4) Without reverse cycle, with louvered sides, and 14,000 to 19,999 Btu/h | #N/A | #N/A | #N/A | #N/A | #N/A | #N/A | #N/A | #N/A | #N/A | #N/A | #N/A | #N/A | #N/A | #N/A | #N/A | #N/A | #N/A | #N/A | #N/A
Frigidaire | FFRE153ZA1 | (4) Without reverse cycle, with louvered sides, and 14,000 to 19,999 Btu/h | 15000 | 11.8 | No | 20000 | 14000 | (4) Without reverse cycle, with louvered sides, and 14,000 to 19,999 Btu/h | #N/A | #N/A | #N/A | #N/A | #N/A | #N/A | #N/A | #N/A | #N/A | #N/A | #N/A | #N/A | #N/A | #N/A | #N/A | #N/A | #N/A | #N/A | #N/A
Emerson Quiet Kool | EBRC15RSE1H | (4) Without reverse cycle, with louvered sides, and 14,000 to 19,999 Btu/h | 15000 | 11.8 | Yes | 20000 | 14000 | (4) Without reverse cycle, with louvered sides, and 14,000 to 19,999 Btu/h | #N/A | #N/A | #N/A | #N/A | #N/A | #N/A | #N/A | #N/A | #N/A | #N/A | #N/A | #N/A | #N/A | #N/A | #N/A | #N/A | #N/A | #N/A | #N/A
Emerson Quiet Kool | EBRC15RE1H | (4) Without reverse cycle, with louvered sides, and 14,000 to 19,999 Btu/h | 15000 | 11.8 | Yes | 20000 | 14000 | (4) Without reverse cycle, with louvered sides, and 14,000 to 19,999 Btu/h | #N/A | #N/A | #N/A | #N/A | #N/A | #N/A | #N/A | #N/A | #N/A | #N/A | #N/A | #N/A | #N/A | #N/A | #N/A | #N/A | #N/A | #N/A | #N/A
EMERSON QUIET KOOL | EBRC15RSE1H | (4) Without reverse cycle, with louvered sides, and 14,000 to 19,999 Btu/h | 15000 | 11.8 | Yes | 20000 | 14000 | (4) Without reverse cycle, with louvered sides, and 14,000 to 19,999 Btu/h | #N/A | #N/A | #N/A | #N/A | #N/A | #N/A | #N/A | #N/A | #N/A | #N/A | #N/A | #N/A | #N/A | #N/A | #N/A | #N/A | #N/A | #N/A | #N/A
EMERSON QUIET KOOL | EARC15RSE1H | (4) Without reverse cycle, with louvered sides, and 14,000 to 19,999 Btu/h | 15000 | 11.8 | Yes | 20000 | 14000 | (4) Without reverse cycle, with louvered sides, and 14,000 to 19,999 Btu/h | #N/A | #N/A | #N/A | #N/A | #N/A | #N/A | #N/A | #N/A | #N/A | #N/A | #N/A | #N/A | #N/A | #N/A | #N/A | #N/A | #N/A | #N/A | #N/A
Hisense | AW-15CR1RXGUE10 | (4) Without reverse cycle, with louvered sides, and 14,000 to 19,999 Btu/h | 15000 | 11.8 | No | 20000 | 14000 | (4) Without reverse cycle, with louvered sides, and 14,000 to 19,999 Btu/h | #N/A | #N/A | #N/A | #N/A | #N/A | #N/A | #N/A | #N/A | #N/A | #N/A | #N/A | #N/A | #N/A | #N/A | #N/A | #N/A | #N/A | #N/A | #N/A
Kenmore Elite | 77157 | (4) Without reverse cycle, with louvered sides, and 14,000 to 19,999 Btu/h | 15000 | 11.8 | Yes | 20000 | 14000 | (4) Without reverse cycle, with louvered sides, and 14,000 to 19,999 Btu/h | #N/A | #N/A | #N/A | #N/A | #N/A | #N/A | #N/A | #N/A | #N/A | #N/A | #N/A | #N/A | #N/A | #N/A | #N/A | #N/A | #N/A | #N/A | #N/A
ARCTIC WIND | 1AW15000EA | (4) Without reverse cycle, with louvered sides, and 14,000 to 19,999 Btu/h | 15000 | 11.8 | Yes | 20000 | 14000 | (4) Without reverse cycle, with louvered sides, and 14,000 to 19,999 Btu/h | #N/A | #N/A | #N/A | #N/A | #N/A | #N/A | #N/A | #N/A | #N/A | #N/A | #N/A | #N/A | #N/A | #N/A | #N/A | #N/A | #N/A | #N/A | #N/A
DENALI AIRE | 1DAC15K | (4) Without reverse cycle, with louvered sides, and 14,000 to 19,999 Btu/h | 15000 | 11.8 | No | 20000 | 14000 | (4) Without reverse cycle, with louvered sides, and 14,000 to 19,999 Btu/h | #N/A | #N/A | #N/A | #N/A | #N/A | #N/A | #N/A | #N/A | #N/A | #N/A | #N/A | #N/A | #N/A | #N/A | #N/A | #N/A | #N/A | #N/A | #N/A
COAST AIR | CEW151CS | (4) Without reverse cycle, with louvered sides, and 14,000 to 19,999 Btu/h | 15000 | 11.8 | Yes | 20000 | 14000 | (4) Without reverse cycle, with louvered sides, and 14,000 to 19,999 Btu/h | #N/A | #N/A | #N/A | #N/A | #N/A | #N/A | #N/A | #N/A | #N/A | #N/A | #N/A | #N/A | #N/A | #N/A | #N/A | #N/A | #N/A | #N/A | #N/A
ARCTIC WIND | 2AW15000EA | (4) Without reverse cycle, with louvered sides, and 14,000 to 19,999 Btu/h | 15000 | 11.8 | No | 20000 | 14000 | (4) Without reverse cycle, with louvered sides, and 14,000 to 19,999 Btu/h | #N/A | #N/A | #N/A | #N/A | #N/A | #N/A | #N/A | #N/A | #N/A | #N/A | #N/A | #N/A | #N/A | #N/A | #N/A | #N/A | #N/A | #N/A | #N/A
LG | 4966414 | (4) Without reverse cycle, with louvered sides, and 14,000 to 19,999 Btu/h | 15000 | 11.8 | Yes | 20000 | 14000 | (4) Without reverse cycle, with louvered sides, and 14,000 to 19,999 Btu/h | #N/A | #N/A | #N/A | #N/A | #N/A | #N/A | #N/A | #N/A | #N/A | #N/A | #N/A | #N/A | #N/A | #N/A | #N/A | #N/A | #N/A | #N/A | #N/A
Frigidaire | FFRE153WAE | (4) Without reverse cycle, with louvered sides, and 14,000 to 19,999 Btu/h | 15100 | 11.8 | No | 20000 | 14000 | (4) Without reverse cycle, with louvered sides, and 14,000 to 19,999 Btu/h | #N/A | #N/A | #N/A | #N/A | #N/A | #N/A | #N/A | #N/A | #N/A | #N/A | #N/A | #N/A | #N/A | #N/A | #N/A | #N/A | #N/A | #N/A | #N/A
Frigidaire | FHWW153WB1 | (4) Without reverse cycle, with louvered sides, and 14,000 to 19,999 Btu/h | 15100 | 11.8 | Yes | 20000 | 14000 | (4) Without reverse cycle, with louvered sides, and 14,000 to 19,999 Btu/h | #N/A | #N/A | #N/A | #N/A | #N/A | #N/A | #N/A | #N/A | #N/A | #N/A | #N/A | #N/A | #N/A | #N/A | #N/A | #N/A | #N/A | #N/A | #N/A
Frigidaire | FHWW153WBE | (4) Without reverse cycle, with louvered sides, and 14,000 to 19,999 Btu/h | 15100 | 11.8 | Yes | 20000 | 14000 | (4) Without reverse cycle, with louvered sides, and 14,000 to 19,999 Btu/h | #N/A | #N/A | #N/A | #N/A | #N/A | #N/A | #N/A | #N/A | #N/A | #N/A | #N/A | #N/A | #N/A | #N/A | #N/A | #N/A | #N/A | #N/A | #N/A
Keystone | KSTAW15CE | (4) Without reverse cycle, with louvered sides, and 14,000 to 19,999 Btu/h | 15100 | 11.8 | No | 20000 | 14000 | (4) Without reverse cycle, with louvered sides, and 14,000 to 19,999 Btu/h | #N/A | #N/A | #N/A | #N/A | #N/A | #N/A | #N/A | #N/A | #N/A | #N/A | #N/A | #N/A | #N/A | #N/A | #N/A | #N/A | #N/A | #N/A | #N/A
Norpole | NPRAC15KEWMZ1 | (4) Without reverse cycle, with louvered sides, and 14,000 to 19,999 Btu/h | 15100 | 11.8 | No | 20000 | 14000 | (4) Without reverse cycle, with louvered sides, and 14,000 to 19,999 Btu/h | #N/A | #N/A | #N/A | #N/A | #N/A | #N/A | #N/A | #N/A | #N/A | #N/A | #N/A | #N/A | #N/A | #N/A | #N/A | #N/A | #N/A | #N/A | #N/A
Garrison | 311410577 | (4) Without reverse cycle, with louvered sides, and 14,000 to 19,999 Btu/h | 15100 | 11.8 | Yes | 20000 | 14000 | (4) Without reverse cycle, with louvered sides, and 14,000 to 19,999 Btu/h | #N/A | #N/A | #N/A | #N/A | #N/A | #N/A | #N/A | #N/A | #N/A | #N/A | #N/A | #N/A | #N/A | #N/A | #N/A | #N/A | #N/A | #N/A | #N/A
Frigidaire | FFRE153WA1 | (4) Without reverse cycle, with louvered sides, and 14,000 to 19,999 Btu/h | 15100 | 11.8 | No | 20000 | 14000 | (4) Without reverse cycle, with louvered sides, and 14,000 to 19,999 Btu/h | #N/A | #N/A | #N/A | #N/A | #N/A | #N/A | #N/A | #N/A | #N/A | #N/A | #N/A | #N/A | #N/A | #N/A | #N/A | #N/A | #N/A | #N/A | #N/A
Midea | MWHUK-15CRN8-BCK8 | (4) Without reverse cycle, with louvered sides, and 14,000 to 19,999 Btu/h | 15100 | 11.8 | Yes | 20000 | 14000 | (4) Without reverse cycle, with louvered sides, and 14,000 to 19,999 Btu/h | #N/A | #N/A | #N/A | #N/A | #N/A | #N/A | #N/A | #N/A | #N/A | #N/A | #N/A | #N/A | #N/A | #N/A | #N/A | #N/A | #N/A | #N/A | #N/A
Perfect aire | 5PAC15000 | (4) Without reverse cycle, with louvered sides, and 14,000 to 19,999 Btu/h | 15100 | 11.8 | No | 20000 | 14000 | (4) Without reverse cycle, with louvered sides, and 14,000 to 19,999 Btu/h | #N/A | #N/A | #N/A | #N/A | #N/A | #N/A | #N/A | #N/A | #N/A | #N/A | #N/A | #N/A | #N/A | #N/A | #N/A | #N/A | #N/A | #N/A | #N/A
Homepointe | MWHUK-15CRN8-BCK8 | (4) Without reverse cycle, with louvered sides, and 14,000 to 19,999 Btu/h | 15100 | 11.8 | No | 20000 | 14000 | (4) Without reverse cycle, with louvered sides, and 14,000 to 19,999 Btu/h | #N/A | #N/A | #N/A | #N/A | #N/A | #N/A | #N/A | #N/A | #N/A | #N/A | #N/A | #N/A | #N/A | #N/A | #N/A | #N/A | #N/A | #N/A | #N/A
Sea Breeze | WA315YREX | (4) Without reverse cycle, with louvered sides, and 14,000 to 19,999 Btu/h | 15100 | 11.8 | No | 20000 | 14000 | (4) Without reverse cycle, with louvered sides, and 14,000 to 19,999 Btu/h | #N/A | #N/A | #N/A | #N/A | #N/A | #N/A | #N/A | #N/A | #N/A | #N/A | #N/A | #N/A | #N/A | #N/A | #N/A | #N/A | #N/A | #N/A | #N/A
Breeze33 | BZ3315WAC1 | (4) Without reverse cycle, with louvered sides, and 14,000 to 19,999 Btu/h | 15100 | 11.8 | Yes | 20000 | 14000 | (4) Without reverse cycle, with louvered sides, and 14,000 to 19,999 Btu/h | #N/A | #N/A | #N/A | #N/A | #N/A | #N/A | #N/A | #N/A | #N/A | #N/A | #N/A | #N/A | #N/A | #N/A | #N/A | #N/A | #N/A | #N/A | #N/A
Frigidaire | FFRE1533S1E | (4) Without reverse cycle, with louvered sides, and 14,000 to 19,999 Btu/h | 15100 | 11.8 | Yes | 20000 | 14000 | (4) Without reverse cycle, with louvered sides, and 14,000 to 19,999 Btu/h | #N/A | #N/A | #N/A | #N/A | #N/A | #N/A | #N/A | #N/A | #N/A | #N/A | #N/A | #N/A | #N/A | #N/A | #N/A | #N/A | #N/A | #N/A | #N/A
Frigidaire | FFRE1533S1 | (4) Without reverse cycle, with louvered sides, and 14,000 to 19,999 Btu/h | 15100 | 11.8 | Yes | 20000 | 14000 | (4) Without reverse cycle, with louvered sides, and 14,000 to 19,999 Btu/h | #N/A | #N/A | #N/A | #N/A | #N/A | #N/A | #N/A | #N/A | #N/A | #N/A | #N/A | #N/A | #N/A | #N/A | #N/A | #N/A | #N/A | #N/A | #N/A
Impecca | IWA15-KS30 | (4) Without reverse cycle, with louvered sides, and 14,000 to 19,999 Btu/h | 15100 | 11.8 | Yes | 20000 | 14000 | (4) Without reverse cycle, with louvered sides, and 14,000 to 19,999 Btu/h | #N/A | #N/A | #N/A | #N/A | #N/A | #N/A | #N/A | #N/A | #N/A | #N/A | #N/A | #N/A | #N/A | #N/A | #N/A | #N/A | #N/A | #N/A | #N/A
Comfort Aire | RADS-151Q | (4) Without reverse cycle, with louvered sides, and 14,000 to 19,999 Btu/h | 15100 | 11.8 | Yes | 20000 | 14000 | (4) Without reverse cycle, with louvered sides, and 14,000 to 19,999 Btu/h | #N/A | #N/A | #N/A | #N/A | #N/A | #N/A | #N/A | #N/A | #N/A | #N/A | #N/A | #N/A | #N/A | #N/A | #N/A | #N/A | #N/A | #N/A | #N/A
Comfort Aire | RADS-151R | (4) Without reverse cycle, with louvered sides, and 14,000 to 19,999 Btu/h | 15100 | 11.8 | Yes | 20000 | 14000 | (4) Without reverse cycle, with louvered sides, and 14,000 to 19,999 Btu/h | #N/A | #N/A | #N/A | #N/A | #N/A | #N/A | #N/A | #N/A | #N/A | #N/A | #N/A | #N/A | #N/A | #N/A | #N/A | #N/A | #N/A | #N/A | #N/A
Coast Air | CEW151BS | (4) Without reverse cycle, with louvered sides, and 14,000 to 19,999 Btu/h | 15100 | 11.8 | Yes | 20000 | 14000 | (4) Without reverse cycle, with louvered sides, and 14,000 to 19,999 Btu/h | #N/A | #N/A | #N/A | #N/A | #N/A | #N/A | #N/A | #N/A | #N/A | #N/A | #N/A | #N/A | #N/A | #N/A | #N/A | #N/A | #N/A | #N/A | #N/A
Arctic King | KAW15R1AWT | (4) Without reverse cycle, with louvered sides, and 14,000 to 19,999 Btu/h | 15100 | 11.8 | Yes | 20000 | 14000 | (4) Without reverse cycle, with louvered sides, and 14,000 to 19,999 Btu/h | #N/A | #N/A | #N/A | #N/A | #N/A | #N/A | #N/A | #N/A | #N/A | #N/A | #N/A | #N/A | #N/A | #N/A | #N/A | #N/A | #N/A | #N/A | #N/A
Midea | MAW15R1BWT | (4) Without reverse cycle, with louvered sides, and 14,000 to 19,999 Btu/h | 15100 | 11.8 | Yes | 20000 | 14000 | (4) Without reverse cycle, with louvered sides, and 14,000 to 19,999 Btu/h | #N/A | #N/A | #N/A | #N/A | #N/A | #N/A | #N/A | #N/A | #N/A | #N/A | #N/A | #N/A | #N/A | #N/A | #N/A | #N/A | #N/A | #N/A | #N/A
Danby | DAC150EB2WDB-6 | (4) Without reverse cycle, with louvered sides, and 14,000 to 19,999 Btu/h | 15100 | 11.8 | Yes | 20000 | 14000 | (4) Without reverse cycle, with louvered sides, and 14,000 to 19,999 Btu/h | #N/A | #N/A | #N/A | #N/A | #N/A | #N/A | #N/A | #N/A | #N/A | #N/A | #N/A | #N/A | #N/A | #N/A | #N/A | #N/A | #N/A | #N/A | #N/A
Friedrich | CP15G10B | (4) Without reverse cycle, with louvered sides, and 14,000 to 19,999 Btu/h | 15500 | 11.8 | No | 20000 | 14000 | (4) Without reverse cycle, with louvered sides, and 14,000 to 19,999 Btu/h | #N/A | #N/A | #N/A | #N/A | #N/A | #N/A | #N/A | #N/A | #N/A | #N/A | #N/A | #N/A | #N/A | #N/A | #N/A | #N/A | #N/A | #N/A | #N/A
DENALI AIRE | 1DAC18K(208V) | (4) Without reverse cycle, with louvered sides, and 14,000 to 19,999 Btu/h | 17600 | 11.8 | Yes | 20000 | 14000 | (4) Without reverse cycle, with louvered sides, and 14,000 to 19,999 Btu/h | #N/A | #N/A | #N/A | #N/A | #N/A | #N/A | #N/A | #N/A | #N/A | #N/A | #N/A | #N/A | #N/A | #N/A | #N/A | #N/A | #N/A | #N/A | #N/A
Whirlpool | WHAW182CW(208V) | (4) Without reverse cycle, with louvered sides, and 14,000 to 19,999 Btu/h | 17600 | 11.8 | No | 20000 | 14000 | (4) Without reverse cycle, with louvered sides, and 14,000 to 19,999 Btu/h | #N/A | #N/A | #N/A | #N/A | #N/A | #N/A | #N/A | #N/A | #N/A | #N/A | #N/A | #N/A | #N/A | #N/A | #N/A | #N/A | #N/A | #N/A | #N/A
Frigidaire | FFRE1833U2 (208V) | (4) Without reverse cycle, with louvered sides, and 14,000 to 19,999 Btu/h | 17600 | 11.8 | No | 20000 | 14000 | (4) Without reverse cycle, with louvered sides, and 14,000 to 19,999 Btu/h | #N/A | #N/A | #N/A | #N/A | #N/A | #N/A | #N/A | #N/A | #N/A | #N/A | #N/A | #N/A | #N/A | #N/A | #N/A | #N/A | #N/A | #N/A | #N/A
Frigidaire | FFRE1833U2E (208V) | (4) Without reverse cycle, with louvered sides, and 14,000 to 19,999 Btu/h | 17600 | 11.8 | No | 20000 | 14000 | (4) Without reverse cycle, with louvered sides, and 14,000 to 19,999 Btu/h | #N/A | #N/A | #N/A | #N/A | #N/A | #N/A | #N/A | #N/A | #N/A | #N/A | #N/A | #N/A | #N/A | #N/A | #N/A | #N/A | #N/A | #N/A | #N/A
ARCTIC WIND | 1AW18000EA(208V) | (4) Without reverse cycle, with louvered sides, and 14,000 to 19,999 Btu/h | 17600 | 11.8 | No | 20000 | 14000 | (4) Without reverse cycle, with louvered sides, and 14,000 to 19,999 Btu/h | #N/A | #N/A | #N/A | #N/A | #N/A | #N/A | #N/A | #N/A | #N/A | #N/A | #N/A | #N/A | #N/A | #N/A | #N/A | #N/A | #N/A | #N/A | #N/A
COOL-LIVING | AMAP182CW(208V) | (4) Without reverse cycle, with louvered sides, and 14,000 to 19,999 Btu/h | 17600 | 11.8 | Yes | 20000 | 14000 | (4) Without reverse cycle, with louvered sides, and 14,000 to 19,999 Btu/h | #N/A | #N/A | #N/A | #N/A | #N/A | #N/A | #N/A | #N/A | #N/A | #N/A | #N/A | #N/A | #N/A | #N/A | #N/A | #N/A | #N/A | #N/A | #N/A
COOL-LIVING | CL-RAC18EWES-22(208V) | (4) Without reverse cycle, with louvered sides, and 14,000 to 19,999 Btu/h | 17600 | 11.8 | Yes | 20000 | 14000 | (4) Without reverse cycle, with louvered sides, and 14,000 to 19,999 Btu/h | #N/A | #N/A | #N/A | #N/A | #N/A | #N/A | #N/A | #N/A | #N/A | #N/A | #N/A | #N/A | #N/A | #N/A | #N/A | #N/A | #N/A | #N/A | #N/A
ARCTIC WIND | 2AW18000EA (208V) | (4) Without reverse cycle, with louvered sides, and 14,000 to 19,999 Btu/h | 17700 | 11.8 | No | 20000 | 14000 | (4) Without reverse cycle, with louvered sides, and 14,000 to 19,999 Btu/h | #N/A | #N/A | #N/A | #N/A | #N/A | #N/A | #N/A | #N/A | #N/A | #N/A | #N/A | #N/A | #N/A | #N/A | #N/A | #N/A | #N/A | #N/A | #N/A
COOL-LIVING | CL-RAC18EWES-22 (208V) | (4) Without reverse cycle, with louvered sides, and 14,000 to 19,999 Btu/h | 17700 | 11.8 | No | 20000 | 14000 | (4) Without reverse cycle, with louvered sides, and 14,000 to 19,999 Btu/h | #N/A | #N/A | #N/A | #N/A | #N/A | #N/A | #N/A | #N/A | #N/A | #N/A | #N/A | #N/A | #N/A | #N/A | #N/A | #N/A | #N/A | #N/A | #N/A
Frigidaire | FFRE1833S2 (208V) | (4) Without reverse cycle, with louvered sides, and 14,000 to 19,999 Btu/h | 17700 | 11.8 | No | 20000 | 14000 | (4) Without reverse cycle, with louvered sides, and 14,000 to 19,999 Btu/h | #N/A | #N/A | #N/A | #N/A | #N/A | #N/A | #N/A | #N/A | #N/A | #N/A | #N/A | #N/A | #N/A | #N/A | #N/A | #N/A | #N/A | #N/A | #N/A
Frigidaire | FFRE183WAE (208V) | (4) Without reverse cycle, with louvered sides, and 14,000 to 19,999 Btu/h | 17700 | 11.8 | Yes | 20000 | 14000 | (4) Without reverse cycle, with louvered sides, and 14,000 to 19,999 Btu/h | #N/A | #N/A | #N/A | #N/A | #N/A | #N/A | #N/A | #N/A | #N/A | #N/A | #N/A | #N/A | #N/A | #N/A | #N/A | #N/A | #N/A | #N/A | #N/A
Frigidaire | FHWC183WB2 (208V) | (4) Without reverse cycle, with louvered sides, and 14,000 to 19,999 Btu/h | 17700 | 11.8 | Yes | 20000 | 14000 | (4) Without reverse cycle, with louvered sides, and 14,000 to 19,999 Btu/h | #N/A | #N/A | #N/A | #N/A | #N/A | #N/A | #N/A | #N/A | #N/A | #N/A | #N/A | #N/A | #N/A | #N/A | #N/A | #N/A | #N/A | #N/A | #N/A
Hisense | AW-18CW3RXGUE10 (208V) | (4) Without reverse cycle, with louvered sides, and 14,000 to 19,999 Btu/h | 17700 | 11.8 | No | 20000 | 14000 | (4) Without reverse cycle, with louvered sides, and 14,000 to 19,999 Btu/h | #N/A | #N/A | #N/A | #N/A | #N/A | #N/A | #N/A | #N/A | #N/A | #N/A | #N/A | #N/A | #N/A | #N/A | #N/A | #N/A | #N/A | #N/A | #N/A
Hisense | AW1821CW3W (208V) | (4) Without reverse cycle, with louvered sides, and 14,000 to 19,999 Btu/h | 17700 | 11.8 | No | 20000 | 14000 | (4) Without reverse cycle, with louvered sides, and 14,000 to 19,999 Btu/h | #N/A | #N/A | #N/A | #N/A | #N/A | #N/A | #N/A | #N/A | #N/A | #N/A | #N/A | #N/A | #N/A | #N/A | #N/A | #N/A | #N/A | #N/A | #N/A
Frigidaire | FFRE1833S2E (208V) | (4) Without reverse cycle, with louvered sides, and 14,000 to 19,999 Btu/h | 17700 | 11.8 | Yes | 20000 | 14000 | (4) Without reverse cycle, with louvered sides, and 14,000 to 19,999 Btu/h | #N/A | #N/A | #N/A | #N/A | #N/A | #N/A | #N/A | #N/A | #N/A | #N/A | #N/A | #N/A | #N/A | #N/A | #N/A | #N/A | #N/A | #N/A | #N/A
Frigidaire | FHWW183WC2 (208V) | (4) Without reverse cycle, with louvered sides, and 14,000 to 19,999 Btu/h | 17700 | 11.8 | Yes | 20000 | 14000 | (4) Without reverse cycle, with louvered sides, and 14,000 to 19,999 Btu/h | #N/A | #N/A | #N/A | #N/A | #N/A | #N/A | #N/A | #N/A | #N/A | #N/A | #N/A | #N/A | #N/A | #N/A | #N/A | #N/A | #N/A | #N/A | #N/A
Emerson Quiet Kool | EBRC18RSE2H (208V) | (4) Without reverse cycle, with louvered sides, and 14,000 to 19,999 Btu/h | 17700 | 11.8 | Yes | 20000 | 14000 | (4) Without reverse cycle, with louvered sides, and 14,000 to 19,999 Btu/h | #N/A | #N/A | #N/A | #N/A | #N/A | #N/A | #N/A | #N/A | #N/A | #N/A | #N/A | #N/A | #N/A | #N/A | #N/A | #N/A | #N/A | #N/A | #N/A
EMERSON QUIET KOOL | EBRC18RSE2H (208V) | (4) Without reverse cycle, with louvered sides, and 14,000 to 19,999 Btu/h | 17700 | 11.8 | Yes | 20000 | 14000 | (4) Without reverse cycle, with louvered sides, and 14,000 to 19,999 Btu/h | #N/A | #N/A | #N/A | #N/A | #N/A | #N/A | #N/A | #N/A | #N/A | #N/A | #N/A | #N/A | #N/A | #N/A | #N/A | #N/A | #N/A | #N/A | #N/A
HISENSE | AW1821CW3W (208V) | (4) Without reverse cycle, with louvered sides, and 14,000 to 19,999 Btu/h | 17700 | 11.8 | No | 20000 | 14000 | (4) Without reverse cycle, with louvered sides, and 14,000 to 19,999 Btu/h | #N/A | #N/A | #N/A | #N/A | #N/A | #N/A | #N/A | #N/A | #N/A | #N/A | #N/A | #N/A | #N/A | #N/A | #N/A | #N/A | #N/A | #N/A | #N/A
HISENSE | AW-18CW3RXGUE10 (208V) | (4) Without reverse cycle, with louvered sides, and 14,000 to 19,999 Btu/h | 17700 | 11.8 | Yes | 20000 | 14000 | (4) Without reverse cycle, with louvered sides, and 14,000 to 19,999 Btu/h | #N/A | #N/A | #N/A | #N/A | #N/A | #N/A | #N/A | #N/A | #N/A | #N/A | #N/A | #N/A | #N/A | #N/A | #N/A | #N/A | #N/A | #N/A | #N/A
LG | 1006792751 | (4) Without reverse cycle, with louvered sides, and 14,000 to 19,999 Btu/h | 18000 | 11.8 | No | 20000 | 14000 | (4) Without reverse cycle, with louvered sides, and 14,000 to 19,999 Btu/h | #N/A | #N/A | #N/A | #N/A | #N/A | #N/A | #N/A | #N/A | #N/A | #N/A | #N/A | #N/A | #N/A | #N/A | #N/A | #N/A | #N/A | #N/A | #N/A
Brothers | 102087 | (4) Without reverse cycle, with louvered sides, and 14,000 to 19,999 Btu/h | 18000 | 11.8 | No | 20000 | 14000 | (4) Without reverse cycle, with louvered sides, and 14,000 to 19,999 Btu/h | #N/A | #N/A | #N/A | #N/A | #N/A | #N/A | #N/A | #N/A | #N/A | #N/A | #N/A | #N/A | #N/A | #N/A | #N/A | #N/A | #N/A | #N/A | #N/A
Breeze33 | BZ3318WAC2 | (4) Without reverse cycle, with louvered sides, and 14,000 to 19,999 Btu/h | 18000 | 11.8 | Yes | 20000 | 14000 | (4) Without reverse cycle, with louvered sides, and 14,000 to 19,999 Btu/h | #N/A | #N/A | #N/A | #N/A | #N/A | #N/A | #N/A | #N/A | #N/A | #N/A | #N/A | #N/A | #N/A | #N/A | #N/A | #N/A | #N/A | #N/A | #N/A
Frigidaire | FFRE183WAE (230V) | (4) Without reverse cycle, with louvered sides, and 14,000 to 19,999 Btu/h | 18000 | 11.8 | Yes | 20000 | 14000 | (4) Without reverse cycle, with louvered sides, and 14,000 to 19,999 Btu/h | #N/A | #N/A | #N/A | #N/A | #N/A | #N/A | #N/A | #N/A | #N/A | #N/A | #N/A | #N/A | #N/A | #N/A | #N/A | #N/A | #N/A | #N/A | #N/A
Keystone | KSTAW18C | (4) Without reverse cycle, with louvered sides, and 14,000 to 19,999 Btu/h | 18000 | 11.8 | Yes | 20000 | 14000 | (4) Without reverse cycle, with louvered sides, and 14,000 to 19,999 Btu/h | #N/A | #N/A | #N/A | #N/A | #N/A | #N/A | #N/A | #N/A | #N/A | #N/A | #N/A | #N/A | #N/A | #N/A | #N/A | #N/A | #N/A | #N/A | #N/A
Comfort Aire | RADS-183Q | (4) Without reverse cycle, with louvered sides, and 14,000 to 19,999 Btu/h | 18000 | 11.8 | No | 20000 | 14000 | (4) Without reverse cycle, with louvered sides, and 14,000 to 19,999 Btu/h | #N/A | #N/A | #N/A | #N/A | #N/A | #N/A | #N/A | #N/A | #N/A | #N/A | #N/A | #N/A | #N/A | #N/A | #N/A | #N/A | #N/A | #N/A | #N/A
Coast Air | CEW183CS | (4) Without reverse cycle, with louvered sides, and 14,000 to 19,999 Btu/h | 18000 | 11.8 | Yes | 20000 | 14000 | (4) Without reverse cycle, with louvered sides, and 14,000 to 19,999 Btu/h | #N/A | #N/A | #N/A | #N/A | #N/A | #N/A | #N/A | #N/A | #N/A | #N/A | #N/A | #N/A | #N/A | #N/A | #N/A | #N/A | #N/A | #N/A | #N/A
Kenmore Elite | 580.7719 | (4) Without reverse cycle, with louvered sides, and 14,000 to 19,999 Btu/h | 18000 | 11.8 | No | 20000 | 14000 | (4) Without reverse cycle, with louvered sides, and 14,000 to 19,999 Btu/h | #N/A | #N/A | #N/A | #N/A | #N/A | #N/A | #N/A | #N/A | #N/A | #N/A | #N/A | #N/A | #N/A | #N/A | #N/A | #N/A | #N/A | #N/A | #N/A
LG | LW1816ER | (4) Without reverse cycle, with louvered sides, and 14,000 to 19,999 Btu/h | 18000 | 11.8 | Yes | 20000 | 14000 | (4) Without reverse cycle, with louvered sides, and 14,000 to 19,999 Btu/h | #N/A | #N/A | #N/A | #N/A | #N/A | #N/A | #N/A | #N/A | #N/A | #N/A | #N/A | #N/A | #N/A | #N/A | #N/A | #N/A | #N/A | #N/A | #N/A
DENALI AIRE | 1DAC18K(230V) | (4) Without reverse cycle, with louvered sides, and 14,000 to 19,999 Btu/h | 18000 | 11.8 | Yes | 20000 | 14000 | (4) Without reverse cycle, with louvered sides, and 14,000 to 19,999 Btu/h | #N/A | #N/A | #N/A | #N/A | #N/A | #N/A | #N/A | #N/A | #N/A | #N/A | #N/A | #N/A | #N/A | #N/A | #N/A | #N/A | #N/A | #N/A | #N/A
COOL-LIVING | CL-RAC18EWES-22 (230V) | (4) Without reverse cycle, with louvered sides, and 14,000 to 19,999 Btu/h | 18000 | 11.8 | No | 20000 | 14000 | (4) Without reverse cycle, with louvered sides, and 14,000 to 19,999 Btu/h | #N/A | #N/A | #N/A | #N/A | #N/A | #N/A | #N/A | #N/A | #N/A | #N/A | #N/A | #N/A | #N/A | #N/A | #N/A | #N/A | #N/A | #N/A | #N/A
LG | 315545508 | (4) Without reverse cycle, with louvered sides, and 14,000 to 19,999 Btu/h | 18000 | 11.8 | No | 20000 | 14000 | (4) Without reverse cycle, with louvered sides, and 14,000 to 19,999 Btu/h | #N/A | #N/A | #N/A | #N/A | #N/A | #N/A | #N/A | #N/A | #N/A | #N/A | #N/A | #N/A | #N/A | #N/A | #N/A | #N/A | #N/A | #N/A | #N/A
Frigidaire | FHWW183WC2 (230V) | (4) Without reverse cycle, with louvered sides, and 14,000 to 19,999 Btu/h | 18000 | 11.8 | No | 20000 | 14000 | (4) Without reverse cycle, with louvered sides, and 14,000 to 19,999 Btu/h | #N/A | #N/A | #N/A | #N/A | #N/A | #N/A | #N/A | #N/A | #N/A | #N/A | #N/A | #N/A | #N/A | #N/A | #N/A | #N/A | #N/A | #N/A | #N/A
Toshiba | RAC-WK1823ESCWRU | (4) Without reverse cycle, with louvered sides, and 14,000 to 19,999 Btu/h | 18000 | 11.8 | No | 20000 | 14000 | (4) Without reverse cycle, with louvered sides, and 14,000 to 19,999 Btu/h | #N/A | #N/A | #N/A | #N/A | #N/A | #N/A | #N/A | #N/A | #N/A | #N/A | #N/A | #N/A | #N/A | #N/A | #N/A | #N/A | #N/A | #N/A | #N/A
Midea | MWJUK-18CRN8-MCK8 | (4) Without reverse cycle, with louvered sides, and 14,000 to 19,999 Btu/h | 18000 | 11.8 | Yes | 20000 | 14000 | (4) Without reverse cycle, with louvered sides, and 14,000 to 19,999 Btu/h | #N/A | #N/A | #N/A | #N/A | #N/A | #N/A | #N/A | #N/A | #N/A | #N/A | #N/A | #N/A | #N/A | #N/A | #N/A | #N/A | #N/A | #N/A | #N/A
Midea | MAW18S2WWT | (4) Without reverse cycle, with louvered sides, and 14,000 to 19,999 Btu/h | 18000 | 11.8 | No | 20000 | 14000 | (4) Without reverse cycle, with louvered sides, and 14,000 to 19,999 Btu/h | #N/A | #N/A | #N/A | #N/A | #N/A | #N/A | #N/A | #N/A | #N/A | #N/A | #N/A | #N/A | #N/A | #N/A | #N/A | #N/A | #N/A | #N/A | #N/A
EMERSON QUIET KOOL | EBRC18RSE2H (230V) | (4) Without reverse cycle, with louvered sides, and 14,000 to 19,999 Btu/h | 18000 | 11.8 | Yes | 20000 | 14000 | (4) Without reverse cycle, with louvered sides, and 14,000 to 19,999 Btu/h | #N/A | #N/A | #N/A | #N/A | #N/A | #N/A | #N/A | #N/A | #N/A | #N/A | #N/A | #N/A | #N/A | #N/A | #N/A | #N/A | #N/A | #N/A | #N/A
Hisense | AW1821CW3W (230V) | (4) Without reverse cycle, with louvered sides, and 14,000 to 19,999 Btu/h | 18000 | 11.8 | Yes | 20000 | 14000 | (4) Without reverse cycle, with louvered sides, and 14,000 to 19,999 Btu/h | #N/A | #N/A | #N/A | #N/A | #N/A | #N/A | #N/A | #N/A | #N/A | #N/A | #N/A | #N/A | #N/A | #N/A | #N/A | #N/A | #N/A | #N/A | #N/A
Hisense | AW-18CW3RXGUE10 (230V) | (4) Without reverse cycle, with louvered sides, and 14,000 to 19,999 Btu/h | 18000 | 11.8 | No | 20000 | 14000 | (4) Without reverse cycle, with louvered sides, and 14,000 to 19,999 Btu/h | #N/A | #N/A | #N/A | #N/A | #N/A | #N/A | #N/A | #N/A | #N/A | #N/A | #N/A | #N/A | #N/A | #N/A | #N/A | #N/A | #N/A | #N/A | #N/A
HISENSE | AW-18CW3RXGUE10 (230V) | (4) Without reverse cycle, with louvered sides, and 14,000 to 19,999 Btu/h | 18000 | 11.8 | No | 20000 | 14000 | (4) Without reverse cycle, with louvered sides, and 14,000 to 19,999 Btu/h | #N/A | #N/A | #N/A | #N/A | #N/A | #N/A | #N/A | #N/A | #N/A | #N/A | #N/A | #N/A | #N/A | #N/A | #N/A | #N/A | #N/A | #N/A | #N/A
LG | LW1816ER | (4) Without reverse cycle, with louvered sides, and 14,000 to 19,999 Btu/h | 18000 | 11.8 | Yes | 20000 | 14000 | (4) Without reverse cycle, with louvered sides, and 14,000 to 19,999 Btu/h | #N/A | #N/A | #N/A | #N/A | #N/A | #N/A | #N/A | #N/A | #N/A | #N/A | #N/A | #N/A | #N/A | #N/A | #N/A | #N/A | #N/A | #N/A | #N/A
LG | LW1821ERSM | (4) Without reverse cycle, with louvered sides, and 14,000 to 19,999 Btu/h | 18000 | 11.8 | Yes | 20000 | 14000 | (4) Without reverse cycle, with louvered sides, and 14,000 to 19,999 Btu/h | #N/A | #N/A | #N/A | #N/A | #N/A | #N/A | #N/A | #N/A | #N/A | #N/A | #N/A | #N/A | #N/A | #N/A | #N/A | #N/A | #N/A | #N/A | #N/A
LG | LW1822ERSM | (4) Without reverse cycle, with louvered sides, and 14,000 to 19,999 Btu/h | 18000 | 11.8 | No | 20000 | 14000 | (4) Without reverse cycle, with louvered sides, and 14,000 to 19,999 Btu/h | #N/A | #N/A | #N/A | #N/A | #N/A | #N/A | #N/A | #N/A | #N/A | #N/A | #N/A | #N/A | #N/A | #N/A | #N/A | #N/A | #N/A | #N/A | #N/A
LG | 4966416 | (4) Without reverse cycle, with louvered sides, and 14,000 to 19,999 Btu/h | 18000 | 11.8 | Yes | 20000 | 14000 | (4) Without reverse cycle, with louvered sides, and 14,000 to 19,999 Btu/h | #N/A | #N/A | #N/A | #N/A | #N/A | #N/A | #N/A | #N/A | #N/A | #N/A | #N/A | #N/A | #N/A | #N/A | #N/A | #N/A | #N/A | #N/A | #N/A
GE | AEH18DX** | (4) Without reverse cycle, with louvered sides, and 14,000 to 19,999 Btu/h | 18000 | 11.8 | No | 20000 | 14000 | (4) Without reverse cycle, with louvered sides, and 14,000 to 19,999 Btu/h | #N/A | #N/A | #N/A | #N/A | #N/A | #N/A | #N/A | #N/A | #N/A | #N/A | #N/A | #N/A | #N/A | #N/A | #N/A | #N/A | #N/A | #N/A | #N/A
LG | 206520618 | (4) Without reverse cycle, with louvered sides, and 14,000 to 19,999 Btu/h | 18000 | 11.8 | No | 20000 | 14000 | (4) Without reverse cycle, with louvered sides, and 14,000 to 19,999 Btu/h | #N/A | #N/A | #N/A | #N/A | #N/A | #N/A | #N/A | #N/A | #N/A | #N/A | #N/A | #N/A | #N/A | #N/A | #N/A | #N/A | #N/A | #N/A | #N/A
TOSHIBA | 318519287 | (4) Without reverse cycle, with louvered sides, and 14,000 to 19,999 Btu/h | 18000 | 11.8 | No | 20000 | 14000 | (4) Without reverse cycle, with louvered sides, and 14,000 to 19,999 Btu/h | #N/A | #N/A | #N/A | #N/A | #N/A | #N/A | #N/A | #N/A | #N/A | #N/A | #N/A | #N/A | #N/A | #N/A | #N/A | #N/A | #N/A | #N/A | #N/A
Frigidaire | FFRE1833U2E (230V) | (4) Without reverse cycle, with louvered sides, and 14,000 to 19,999 Btu/h | 18000 | 11.8 | Yes | 20000 | 14000 | (4) Without reverse cycle, with louvered sides, and 14,000 to 19,999 Btu/h | #N/A | #N/A | #N/A | #N/A | #N/A | #N/A | #N/A | #N/A | #N/A | #N/A | #N/A | #N/A | #N/A | #N/A | #N/A | #N/A | #N/A | #N/A | #N/A
Frigidaire | FFRE1833U2 (230V) | (4) Without reverse cycle, with louvered sides, and 14,000 to 19,999 Btu/h | 18000 | 11.8 | No | 20000 | 14000 | (4) Without reverse cycle, with louvered sides, and 14,000 to 19,999 Btu/h | #N/A | #N/A | #N/A | #N/A | #N/A | #N/A | #N/A | #N/A | #N/A | #N/A | #N/A | #N/A | #N/A | #N/A | #N/A | #N/A | #N/A | #N/A | #N/A
Frigidaire | FFRE1833S2E (230V) | (4) Without reverse cycle, with louvered sides, and 14,000 to 19,999 Btu/h | 18000 | 11.8 | No | 20000 | 14000 | (4) Without reverse cycle, with louvered sides, and 14,000 to 19,999 Btu/h | #N/A | #N/A | #N/A | #N/A | #N/A | #N/A | #N/A | #N/A | #N/A | #N/A | #N/A | #N/A | #N/A | #N/A | #N/A | #N/A | #N/A | #N/A | #N/A
Frigidaire | FFRE1833S2 (230V) | (4) Without reverse cycle, with louvered sides, and 14,000 to 19,999 Btu/h | 18000 | 11.8 | Yes | 20000 | 14000 | (4) Without reverse cycle, with louvered sides, and 14,000 to 19,999 Btu/h | #N/A | #N/A | #N/A | #N/A | #N/A | #N/A | #N/A | #N/A | #N/A | #N/A | #N/A | #N/A | #N/A | #N/A | #N/A | #N/A | #N/A | #N/A | #N/A
Frigidaire | FHWC183WB2 (230V) | (4) Without reverse cycle, with louvered sides, and 14,000 to 19,999 Btu/h | 18000 | 11.8 | No | 20000 | 14000 | (4) Without reverse cycle, with louvered sides, and 14,000 to 19,999 Btu/h | #N/A | #N/A | #N/A | #N/A | #N/A | #N/A | #N/A | #N/A | #N/A | #N/A | #N/A | #N/A | #N/A | #N/A | #N/A | #N/A | #N/A | #N/A | #N/A
Impecca | IWA18-KS30 | (4) Without reverse cycle, with louvered sides, and 14,000 to 19,999 Btu/h | 18000 | 11.8 | Yes | 20000 | 14000 | (4) Without reverse cycle, with louvered sides, and 14,000 to 19,999 Btu/h | #N/A | #N/A | #N/A | #N/A | #N/A | #N/A | #N/A | #N/A | #N/A | #N/A | #N/A | #N/A | #N/A | #N/A | #N/A | #N/A | #N/A | #N/A | #N/A
Comfort Aire | RADS-183S | (4) Without reverse cycle, with louvered sides, and 14,000 to 19,999 Btu/h | 18000 | 11.8 | Yes | 20000 | 14000 | (4) Without reverse cycle, with louvered sides, and 14,000 to 19,999 Btu/h | #N/A | #N/A | #N/A | #N/A | #N/A | #N/A | #N/A | #N/A | #N/A | #N/A | #N/A | #N/A | #N/A | #N/A | #N/A | #N/A | #N/A | #N/A | #N/A
Midea | MAW18R2BWT | (4) Without reverse cycle, with louvered sides, and 14,000 to 19,999 Btu/h | 18000 | 11.8 | Yes | 20000 | 14000 | (4) Without reverse cycle, with louvered sides, and 14,000 to 19,999 Btu/h | #N/A | #N/A | #N/A | #N/A | #N/A | #N/A | #N/A | #N/A | #N/A | #N/A | #N/A | #N/A | #N/A | #N/A | #N/A | #N/A | #N/A | #N/A | #N/A
Danby | DAC180EB3WDB | (4) Without reverse cycle, with louvered sides, and 14,000 to 19,999 Btu/h | 18000 | 11.8 | Yes | 20000 | 14000 | (4) Without reverse cycle, with louvered sides, and 14,000 to 19,999 Btu/h | #N/A | #N/A | #N/A | #N/A | #N/A | #N/A | #N/A | #N/A | #N/A | #N/A | #N/A | #N/A | #N/A | #N/A | #N/A | #N/A | #N/A | #N/A | #N/A
Emerson Quiet Kool | EBRC18RSE2H (230V) | (4) Without reverse cycle, with louvered sides, and 14,000 to 19,999 Btu/h | 18000 | 11.8 | Yes | 20000 | 14000 | (4) Without reverse cycle, with louvered sides, and 14,000 to 19,999 Btu/h | #N/A | #N/A | #N/A | #N/A | #N/A | #N/A | #N/A | #N/A | #N/A | #N/A | #N/A | #N/A | #N/A | #N/A | #N/A | #N/A | #N/A | #N/A | #N/A
HISENSE | AW1821CW3W (230V) | (4) Without reverse cycle, with louvered sides, and 14,000 to 19,999 Btu/h | 18000 | 11.8 | No | 20000 | 14000 | (4) Without reverse cycle, with louvered sides, and 14,000 to 19,999 Btu/h | #N/A | #N/A | #N/A | #N/A | #N/A | #N/A | #N/A | #N/A | #N/A | #N/A | #N/A | #N/A | #N/A | #N/A | #N/A | #N/A | #N/A | #N/A | #N/A
HISENSE | AW1821CW3W | (4) Without reverse cycle, with louvered sides, and 14,000 to 19,999 Btu/h | 18000 | 11.8 | No | 20000 | 14000 | (4) Without reverse cycle, with louvered sides, and 14,000 to 19,999 Btu/h | #N/A | #N/A | #N/A | #N/A | #N/A | #N/A | #N/A | #N/A | #N/A | #N/A | #N/A | #N/A | #N/A | #N/A | #N/A | #N/A | #N/A | #N/A | #N/A
Kenmore Elite | 77187 | (4) Without reverse cycle, with louvered sides, and 14,000 to 19,999 Btu/h | 18000 | 11.8 | Yes | 20000 | 14000 | (4) Without reverse cycle, with louvered sides, and 14,000 to 19,999 Btu/h | #N/A | #N/A | #N/A | #N/A | #N/A | #N/A | #N/A | #N/A | #N/A | #N/A | #N/A | #N/A | #N/A | #N/A | #N/A | #N/A | #N/A | #N/A | #N/A
Seasons | SW18R2 | (4) Without reverse cycle, with louvered sides, and 14,000 to 19,999 Btu/h | 18000 | 11.8 | Yes | 20000 | 14000 | (4) Without reverse cycle, with louvered sides, and 14,000 to 19,999 Btu/h | #N/A | #N/A | #N/A | #N/A | #N/A | #N/A | #N/A | #N/A | #N/A | #N/A | #N/A | #N/A | #N/A | #N/A | #N/A | #N/A | #N/A | #N/A | #N/A
ARCTIC WIND | 1AW18000EA(230V) | (4) Without reverse cycle, with louvered sides, and 14,000 to 19,999 Btu/h | 18000 | 11.8 | No | 20000 | 14000 | (4) Without reverse cycle, with louvered sides, and 14,000 to 19,999 Btu/h | #N/A | #N/A | #N/A | #N/A | #N/A | #N/A | #N/A | #N/A | #N/A | #N/A | #N/A | #N/A | #N/A | #N/A | #N/A | #N/A | #N/A | #N/A | #N/A
Perfect aire | 5PAC18000 | (4) Without reverse cycle, with louvered sides, and 14,000 to 19,999 Btu/h | 18000 | 11.8 | Yes | 20000 | 14000 | (4) Without reverse cycle, with louvered sides, and 14,000 to 19,999 Btu/h | #N/A | #N/A | #N/A | #N/A | #N/A | #N/A | #N/A | #N/A | #N/A | #N/A | #N/A | #N/A | #N/A | #N/A | #N/A | #N/A | #N/A | #N/A | #N/A
Homepointe | MWJUK-18CRN8-MCK8 | (4) Without reverse cycle, with louvered sides, and 14,000 to 19,999 Btu/h | 18000 | 11.8 | No | 20000 | 14000 | (4) Without reverse cycle, with louvered sides, and 14,000 to 19,999 Btu/h | #N/A | #N/A | #N/A | #N/A | #N/A | #N/A | #N/A | #N/A | #N/A | #N/A | #N/A | #N/A | #N/A | #N/A | #N/A | #N/A | #N/A | #N/A | #N/A
Sea Breeze | WA318ZREX | (4) Without reverse cycle, with louvered sides, and 14,000 to 19,999 Btu/h | 18000 | 11.8 | Yes | 20000 | 14000 | (4) Without reverse cycle, with louvered sides, and 14,000 to 19,999 Btu/h | #N/A | #N/A | #N/A | #N/A | #N/A | #N/A | #N/A | #N/A | #N/A | #N/A | #N/A | #N/A | #N/A | #N/A | #N/A | #N/A | #N/A | #N/A | #N/A
ARCTIC WIND | 2AW18000EA (230V) | (4) Without reverse cycle, with louvered sides, and 14,000 to 19,999 Btu/h | 18000 | 11.8 | No | 20000 | 14000 | (4) Without reverse cycle, with louvered sides, and 14,000 to 19,999 Btu/h | #N/A | #N/A | #N/A | #N/A | #N/A | #N/A | #N/A | #N/A | #N/A | #N/A | #N/A | #N/A | #N/A | #N/A | #N/A | #N/A | #N/A | #N/A | #N/A
LG | LW1822ERSM | (4) Without reverse cycle, with louvered sides, and 14,000 to 19,999 Btu/h | 18000 | 11.8 | No | 20000 | 14000 | (4) Without reverse cycle, with louvered sides, and 14,000 to 19,999 Btu/h | #N/A | #N/A | #N/A | #N/A | #N/A | #N/A | #N/A | #N/A | #N/A | #N/A | #N/A | #N/A | #N/A | #N/A | #N/A | #N/A | #N/A | #N/A | #N/A
COOL-LIVING | AMAP182CW(230V) | (4) Without reverse cycle, with louvered sides, and 14,000 to 19,999 Btu/h | 18000 | 11.8 | Yes | 20000 | 14000 | (4) Without reverse cycle, with louvered sides, and 14,000 to 19,999 Btu/h | #N/A | #N/A | #N/A | #N/A | #N/A | #N/A | #N/A | #N/A | #N/A | #N/A | #N/A | #N/A | #N/A | #N/A | #N/A | #N/A | #N/A | #N/A | #N/A
Whirlpool | WHAW182CW(230V) | (4) Without reverse cycle, with louvered sides, and 14,000 to 19,999 Btu/h | 18000 | 11.8 | Yes | 20000 | 14000 | (4) Without reverse cycle, with louvered sides, and 14,000 to 19,999 Btu/h | #N/A | #N/A | #N/A | #N/A | #N/A | #N/A | #N/A | #N/A | #N/A | #N/A | #N/A | #N/A | #N/A | #N/A | #N/A | #N/A | #N/A | #N/A | #N/A
COOL-LIVING | CL-RAC18EWES-22(230V) | (4) Without reverse cycle, with louvered sides, and 14,000 to 19,999 Btu/h | 18000 | 11.8 | Yes | 20000 | 14000 | (4) Without reverse cycle, with louvered sides, and 14,000 to 19,999 Btu/h | #N/A | #N/A | #N/A | #N/A | #N/A | #N/A | #N/A | #N/A | #N/A | #N/A | #N/A | #N/A | #N/A | #N/A | #N/A | #N/A | #N/A | #N/A | #N/A
Haier | QHC18DX** | (4) Without reverse cycle, with louvered sides, and 14,000 to 19,999 Btu/h | 18100 | 11.8 | No | 20000 | 14000 | (4) Without reverse cycle, with louvered sides, and 14,000 to 19,999 Btu/h | #N/A | #N/A | #N/A | #N/A | #N/A | #N/A | #N/A | #N/A | #N/A | #N/A | #N/A | #N/A | #N/A | #N/A | #N/A | #N/A | #N/A | #N/A | #N/A
GE | AEH18DX** | (4) Without reverse cycle, with louvered sides, and 14,000 to 19,999 Btu/h | 18200 | 11.8 | No | 20000 | 14000 | (4) Without reverse cycle, with louvered sides, and 14,000 to 19,999 Btu/h | #N/A | #N/A | #N/A | #N/A | #N/A | #N/A | #N/A | #N/A | #N/A | #N/A | #N/A | #N/A | #N/A | #N/A | #N/A | #N/A | #N/A | #N/A | #N/A
Haier | QHC18DX** | (4) Without reverse cycle, with louvered sides, and 14,000 to 19,999 Btu/h | 18400 | 11.8 | Yes | 20000 | 14000 | (4) Without reverse cycle, with louvered sides, and 14,000 to 19,999 Btu/h | #N/A | #N/A | #N/A | #N/A | #N/A | #N/A | #N/A | #N/A | #N/A | #N/A | #N/A | #N/A | #N/A | #N/A | #N/A | #N/A | #N/A | #N/A | #N/A
Friedrich | CP18G30B | (4) Without reverse cycle, with louvered sides, and 14,000 to 19,999 Btu/h | 19000 | 11.8 | Yes | 20000 | 14000 | (4) Without reverse cycle, with louvered sides, and 14,000 to 19,999 Btu/h | #N/A | #N/A | #N/A | #N/A | #N/A | #N/A | #N/A | #N/A | #N/A | #N/A | #N/A | #N/A | #N/A | #N/A | #N/A | #N/A | #N/A | #N/A | #N/A
Friedrich | CP18G30B-A | (4) Without reverse cycle, with louvered sides, and 14,000 to 19,999 Btu/h | 19000 | 11.8 | No | 20000 | 14000 | (4) Without reverse cycle, with louvered sides, and 14,000 to 19,999 Btu/h | #N/A | #N/A | #N/A | #N/A | #N/A | #N/A | #N/A | #N/A | #N/A | #N/A | #N/A | #N/A | #N/A | #N/A | #N/A | #N/A | #N/A | #N/A | #N/A
Acekool | TWC-08CRD1/L0U(ES) | (3) Without reverse cycle, with louvered sides, and 8,000 to 13,999 Btu/h | 8000 | 12 | Yes | 11000 | 8000 | (3) Without reverse cycle, with louvered sides, and 8,000 to 13,999 Btu/h | #N/A | #N/A | #N/A | #N/A | #N/A | #N/A | #N/A | #N/A | #N/A | #N/A | #N/A | #N/A | #N/A | #N/A | #N/A | #N/A | #N/A | #N/A | #N/A
TCL | 8W3ER1-A | (3) Without reverse cycle, with louvered sides, and 8,000 to 13,999 Btu/h | 8000 | 12 | Yes | 11000 | 8000 | (3) Without reverse cycle, with louvered sides, and 8,000 to 13,999 Btu/h | #N/A | #N/A | #N/A | #N/A | #N/A | #N/A | #N/A | #N/A | #N/A | #N/A | #N/A | #N/A | #N/A | #N/A | #N/A | #N/A | #N/A | #N/A | #N/A
TCL | 8W9ER1-A | (3) Without reverse cycle, with louvered sides, and 8,000 to 13,999 Btu/h | 8000 | 12 | Yes | 11000 | 8000 | (3) Without reverse cycle, with louvered sides, and 8,000 to 13,999 Btu/h | #N/A | #N/A | #N/A | #N/A | #N/A | #N/A | #N/A | #N/A | #N/A | #N/A | #N/A | #N/A | #N/A | #N/A | #N/A | #N/A | #N/A | #N/A | #N/A
Friedrich | KCS08A10A | (3) Without reverse cycle, with louvered sides, and 8,000 to 13,999 Btu/h | 8000 | 12 | No | 11000 | 8000 | (3) Without reverse cycle, with louvered sides, and 8,000 to 13,999 Btu/h | #N/A | #N/A | #N/A | #N/A | #N/A | #N/A | #N/A | #N/A | #N/A | #N/A | #N/A | #N/A | #N/A | #N/A | #N/A | #N/A | #N/A | #N/A | #N/A
Koldfront | WAC8003WCO | (3) Without reverse cycle, with louvered sides, and 8,000 to 13,999 Btu/h | 8000 | 12 | Yes | 11000 | 8000 | (3) Without reverse cycle, with louvered sides, and 8,000 to 13,999 Btu/h | #N/A | #N/A | #N/A | #N/A | #N/A | #N/A | #N/A | #N/A | #N/A | #N/A | #N/A | #N/A | #N/A | #N/A | #N/A | #N/A | #N/A | #N/A | #N/A
Frigidaire | FFRE0833S1E | (3) Without reverse cycle, with louvered sides, and 8,000 to 13,999 Btu/h | 8000 | 12 | No | 11000 | 8000 | (3) Without reverse cycle, with louvered sides, and 8,000 to 13,999 Btu/h | #N/A | #N/A | #N/A | #N/A | #N/A | #N/A | #N/A | #N/A | #N/A | #N/A | #N/A | #N/A | #N/A | #N/A | #N/A | #N/A | #N/A | #N/A | #N/A
Impecca | IWA08-KS30 | (3) Without reverse cycle, with louvered sides, and 8,000 to 13,999 Btu/h | 8000 | 12 | No | 11000 | 8000 | (3) Without reverse cycle, with louvered sides, and 8,000 to 13,999 Btu/h | #N/A | #N/A | #N/A | #N/A | #N/A | #N/A | #N/A | #N/A | #N/A | #N/A | #N/A | #N/A | #N/A | #N/A | #N/A | #N/A | #N/A | #N/A | #N/A
Norpole | NPRAC8KEWMZ1 | (3) Without reverse cycle, with louvered sides, and 8,000 to 13,999 Btu/h | 8000 | 12 | No | 11000 | 8000 | (3) Without reverse cycle, with louvered sides, and 8,000 to 13,999 Btu/h | #N/A | #N/A | #N/A | #N/A | #N/A | #N/A | #N/A | #N/A | #N/A | #N/A | #N/A | #N/A | #N/A | #N/A | #N/A | #N/A | #N/A | #N/A | #N/A
Comfort Aire | RADS-81R | (3) Without reverse cycle, with louvered sides, and 8,000 to 13,999 Btu/h | 8000 | 12 | No | 11000 | 8000 | (3) Without reverse cycle, with louvered sides, and 8,000 to 13,999 Btu/h | #N/A | #N/A | #N/A | #N/A | #N/A | #N/A | #N/A | #N/A | #N/A | #N/A | #N/A | #N/A | #N/A | #N/A | #N/A | #N/A | #N/A | #N/A | #N/A
Coast Air | CEW081BS | (3) Without reverse cycle, with louvered sides, and 8,000 to 13,999 Btu/h | 8000 | 12 | No | 11000 | 8000 | (3) Without reverse cycle, with louvered sides, and 8,000 to 13,999 Btu/h | #N/A | #N/A | #N/A | #N/A | #N/A | #N/A | #N/A | #N/A | #N/A | #N/A | #N/A | #N/A | #N/A | #N/A | #N/A | #N/A | #N/A | #N/A | #N/A
Arctic King | KAW08R1BWT | (3) Without reverse cycle, with louvered sides, and 8,000 to 13,999 Btu/h | 8000 | 12 | No | 11000 | 8000 | (3) Without reverse cycle, with louvered sides, and 8,000 to 13,999 Btu/h | #N/A | #N/A | #N/A | #N/A | #N/A | #N/A | #N/A | #N/A | #N/A | #N/A | #N/A | #N/A | #N/A | #N/A | #N/A | #N/A | #N/A | #N/A | #N/A
Danby | DAC080B5WDB | (3) Without reverse cycle, with louvered sides, and 8,000 to 13,999 Btu/h | 8000 | 12 | No | 11000 | 8000 | (3) Without reverse cycle, with louvered sides, and 8,000 to 13,999 Btu/h | #N/A | #N/A | #N/A | #N/A | #N/A | #N/A | #N/A | #N/A | #N/A | #N/A | #N/A | #N/A | #N/A | #N/A | #N/A | #N/A | #N/A | #N/A | #N/A
Emerson Quiet Kool | EBRC8RE1H | (3) Without reverse cycle, with louvered sides, and 8,000 to 13,999 Btu/h | 8000 | 12 | No | 11000 | 8000 | (3) Without reverse cycle, with louvered sides, and 8,000 to 13,999 Btu/h | #N/A | #N/A | #N/A | #N/A | #N/A | #N/A | #N/A | #N/A | #N/A | #N/A | #N/A | #N/A | #N/A | #N/A | #N/A | #N/A | #N/A | #N/A | #N/A
Hisense | AW-08CR1RVGUE10 | (3) Without reverse cycle, with louvered sides, and 8,000 to 13,999 Btu/h | 8000 | 12 | No | 11000 | 8000 | (3) Without reverse cycle, with louvered sides, and 8,000 to 13,999 Btu/h | #N/A | #N/A | #N/A | #N/A | #N/A | #N/A | #N/A | #N/A | #N/A | #N/A | #N/A | #N/A | #N/A | #N/A | #N/A | #N/A | #N/A | #N/A | #N/A
HISENSE | AW-08CR1RVGUE10 | (3) Without reverse cycle, with louvered sides, and 8,000 to 13,999 Btu/h | 8000 | 12 | No | 11000 | 8000 | (3) Without reverse cycle, with louvered sides, and 8,000 to 13,999 Btu/h | #N/A | #N/A | #N/A | #N/A | #N/A | #N/A | #N/A | #N/A | #N/A | #N/A | #N/A | #N/A | #N/A | #N/A | #N/A | #N/A | #N/A | #N/A | #N/A
Kenmore Elite | 580.7709 | (3) Without reverse cycle, with louvered sides, and 8,000 to 13,999 Btu/h | 8000 | 12 | No | 11000 | 8000 | (3) Without reverse cycle, with louvered sides, and 8,000 to 13,999 Btu/h | #N/A | #N/A | #N/A | #N/A | #N/A | #N/A | #N/A | #N/A | #N/A | #N/A | #N/A | #N/A | #N/A | #N/A | #N/A | #N/A | #N/A | #N/A | #N/A
hOme | HME030525N | (3) Without reverse cycle, with louvered sides, and 8,000 to 13,999 Btu/h | 8000 | 12 | No | 11000 | 8000 | (3) Without reverse cycle, with louvered sides, and 8,000 to 13,999 Btu/h | #N/A | #N/A | #N/A | #N/A | #N/A | #N/A | #N/A | #N/A | #N/A | #N/A | #N/A | #N/A | #N/A | #N/A | #N/A | #N/A | #N/A | #N/A | #N/A
hOme | HME030340N | (3) Without reverse cycle, with louvered sides, and 8,000 to 13,999 Btu/h | 8000 | 12 | Yes | 11000 | 8000 | (3) Without reverse cycle, with louvered sides, and 8,000 to 13,999 Btu/h | #N/A | #N/A | #N/A | #N/A | #N/A | #N/A | #N/A | #N/A | #N/A | #N/A | #N/A | #N/A | #N/A | #N/A | #N/A | #N/A | #N/A | #N/A | #N/A
Garrison | 311410578 | (3) Without reverse cycle, with louvered sides, and 8,000 to 13,999 Btu/h | 8000 | 12 | Yes | 11000 | 8000 | (3) Without reverse cycle, with louvered sides, and 8,000 to 13,999 Btu/h | #N/A | #N/A | #N/A | #N/A | #N/A | #N/A | #N/A | #N/A | #N/A | #N/A | #N/A | #N/A | #N/A | #N/A | #N/A | #N/A | #N/A | #N/A | #N/A
Commercial cool | CC08WT | (3) Without reverse cycle, with louvered sides, and 8,000 to 13,999 Btu/h | 8000 | 12 | Yes | 11000 | 8000 | (3) Without reverse cycle, with louvered sides, and 8,000 to 13,999 Btu/h | #N/A | #N/A | #N/A | #N/A | #N/A | #N/A | #N/A | #N/A | #N/A | #N/A | #N/A | #N/A | #N/A | #N/A | #N/A | #N/A | #N/A | #N/A | #N/A
Homepointe | MWHUK-08CRN8-BCL0 | (3) Without reverse cycle, with louvered sides, and 8,000 to 13,999 Btu/h | 8000 | 12 | Yes | 11000 | 8000 | (3) Without reverse cycle, with louvered sides, and 8,000 to 13,999 Btu/h | #N/A | #N/A | #N/A | #N/A | #N/A | #N/A | #N/A | #N/A | #N/A | #N/A | #N/A | #N/A | #N/A | #N/A | #N/A | #N/A | #N/A | #N/A | #N/A
DELLA | 048-TL-WAC8K32 | (3) Without reverse cycle, with louvered sides, and 8,000 to 13,999 Btu/h | 8000 | 12 | Yes | 11000 | 8000 | (3) Without reverse cycle, with louvered sides, and 8,000 to 13,999 Btu/h | #N/A | #N/A | #N/A | #N/A | #N/A | #N/A | #N/A | #N/A | #N/A | #N/A | #N/A | #N/A | #N/A | #N/A | #N/A | #N/A | #N/A | #N/A | #N/A
MOBILCOMFORT | MCSD-08 | (3) Without reverse cycle, with louvered sides, and 8,000 to 13,999 Btu/h | 8000 | 12 | No | 11000 | 8000 | (3) Without reverse cycle, with louvered sides, and 8,000 to 13,999 Btu/h | #N/A | #N/A | #N/A | #N/A | #N/A | #N/A | #N/A | #N/A | #N/A | #N/A | #N/A | #N/A | #N/A | #N/A | #N/A | #N/A | #N/A | #N/A | #N/A
OSLO | OSHB-08 | (3) Without reverse cycle, with louvered sides, and 8,000 to 13,999 Btu/h | 8000 | 12 | No | 11000 | 8000 | (3) Without reverse cycle, with louvered sides, and 8,000 to 13,999 Btu/h | #N/A | #N/A | #N/A | #N/A | #N/A | #N/A | #N/A | #N/A | #N/A | #N/A | #N/A | #N/A | #N/A | #N/A | #N/A | #N/A | #N/A | #N/A | #N/A
Soleusair | WS4-08EW-201 | (3) Without reverse cycle, with louvered sides, and 8,000 to 13,999 Btu/h | 8000 | 12 | No | 11000 | 8000 | (3) Without reverse cycle, with louvered sides, and 8,000 to 13,999 Btu/h | #N/A | #N/A | #N/A | #N/A | #N/A | #N/A | #N/A | #N/A | #N/A | #N/A | #N/A | #N/A | #N/A | #N/A | #N/A | #N/A | #N/A | #N/A | #N/A
Bhojwani Wholesale | DS-08WACW | (3) Without reverse cycle, with louvered sides, and 8,000 to 13,999 Btu/h | 8000 | 12 | Yes | 11000 | 8000 | (3) Without reverse cycle, with louvered sides, and 8,000 to 13,999 Btu/h | #N/A | #N/A | #N/A | #N/A | #N/A | #N/A | #N/A | #N/A | #N/A | #N/A | #N/A | #N/A | #N/A | #N/A | #N/A | #N/A | #N/A | #N/A | #N/A
Honeywell | HAC8-B | (3) Without reverse cycle, with louvered sides, and 8,000 to 13,999 Btu/h | 8000 | 12 | No | 11000 | 8000 | (3) Without reverse cycle, with louvered sides, and 8,000 to 13,999 Btu/h | #N/A | #N/A | #N/A | #N/A | #N/A | #N/A | #N/A | #N/A | #N/A | #N/A | #N/A | #N/A | #N/A | #N/A | #N/A | #N/A | #N/A | #N/A | #N/A
LG | 3613702 | (3) Without reverse cycle, with louvered sides, and 8,000 to 13,999 Btu/h | 8000 | 12 | Yes | 11000 | 8000 | (3) Without reverse cycle, with louvered sides, and 8,000 to 13,999 Btu/h | #N/A | #N/A | #N/A | #N/A | #N/A | #N/A | #N/A | #N/A | #N/A | #N/A | #N/A | #N/A | #N/A | #N/A | #N/A | #N/A | #N/A | #N/A | #N/A
LG | 3613699 | (3) Without reverse cycle, with louvered sides, and 8,000 to 13,999 Btu/h | 8000 | 12 | No | 11000 | 8000 | (3) Without reverse cycle, with louvered sides, and 8,000 to 13,999 Btu/h | #N/A | #N/A | #N/A | #N/A | #N/A | #N/A | #N/A | #N/A | #N/A | #N/A | #N/A | #N/A | #N/A | #N/A | #N/A | #N/A | #N/A | #N/A | #N/A
LG | LW8022ERSM | (3) Without reverse cycle, with louvered sides, and 8,000 to 13,999 Btu/h | 8000 | 12 | No | 11000 | 8000 | (3) Without reverse cycle, with louvered sides, and 8,000 to 13,999 Btu/h | #N/A | #N/A | #N/A | #N/A | #N/A | #N/A | #N/A | #N/A | #N/A | #N/A | #N/A | #N/A | #N/A | #N/A | #N/A | #N/A | #N/A | #N/A | #N/A
FRIEDRICH | CCF08B10A | (3) Without reverse cycle, with louvered sides, and 8,000 to 13,999 Btu/h | 8000 | 12 | No | 11000 | 8000 | (3) Without reverse cycle, with louvered sides, and 8,000 to 13,999 Btu/h | #N/A | #N/A | #N/A | #N/A | #N/A | #N/A | #N/A | #N/A | #N/A | #N/A | #N/A | #N/A | #N/A | #N/A | #N/A | #N/A | #N/A | #N/A | #N/A
GREE | GJC08BK-A6NRNC5D | (3) Without reverse cycle, with louvered sides, and 8,000 to 13,999 Btu/h | 8000 | 12 | No | 11000 | 8000 | (3) Without reverse cycle, with louvered sides, and 8,000 to 13,999 Btu/h | #N/A | #N/A | #N/A | #N/A | #N/A | #N/A | #N/A | #N/A | #N/A | #N/A | #N/A | #N/A | #N/A | #N/A | #N/A | #N/A | #N/A | #N/A | #N/A
GREE | GJC08BK-A6NRND2D | (3) Without reverse cycle, with louvered sides, and 8,000 to 13,999 Btu/h | 8000 | 12 | No | 11000 | 8000 | (3) Without reverse cycle, with louvered sides, and 8,000 to 13,999 Btu/h | #N/A | #N/A | #N/A | #N/A | #N/A | #N/A | #N/A | #N/A | #N/A | #N/A | #N/A | #N/A | #N/A | #N/A | #N/A | #N/A | #N/A | #N/A | #N/A
LG | 206520588 | (3) Without reverse cycle, with louvered sides, and 8,000 to 13,999 Btu/h | 8000 | 12 | No | 11000 | 8000 | (3) Without reverse cycle, with louvered sides, and 8,000 to 13,999 Btu/h | #N/A | #N/A | #N/A | #N/A | #N/A | #N/A | #N/A | #N/A | #N/A | #N/A | #N/A | #N/A | #N/A | #N/A | #N/A | #N/A | #N/A | #N/A | #N/A
Frigidaire | FFRE083ZA1 | (3) Without reverse cycle, with louvered sides, and 8,000 to 13,999 Btu/h | 8000 | 12 | No | 11000 | 8000 | (3) Without reverse cycle, with louvered sides, and 8,000 to 13,999 Btu/h | #N/A | #N/A | #N/A | #N/A | #N/A | #N/A | #N/A | #N/A | #N/A | #N/A | #N/A | #N/A | #N/A | #N/A | #N/A | #N/A | #N/A | #N/A | #N/A
Frigidaire | FHWW083WBE | (3) Without reverse cycle, with louvered sides, and 8,000 to 13,999 Btu/h | 8000 | 12 | Yes | 11000 | 8000 | (3) Without reverse cycle, with louvered sides, and 8,000 to 13,999 Btu/h | #N/A | #N/A | #N/A | #N/A | #N/A | #N/A | #N/A | #N/A | #N/A | #N/A | #N/A | #N/A | #N/A | #N/A | #N/A | #N/A | #N/A | #N/A | #N/A
Frigidaire | FHWW083WB1 | (3) Without reverse cycle, with louvered sides, and 8,000 to 13,999 Btu/h | 8000 | 12 | Yes | 11000 | 8000 | (3) Without reverse cycle, with louvered sides, and 8,000 to 13,999 Btu/h | #N/A | #N/A | #N/A | #N/A | #N/A | #N/A | #N/A | #N/A | #N/A | #N/A | #N/A | #N/A | #N/A | #N/A | #N/A | #N/A | #N/A | #N/A | #N/A
Frigidaire Gallery | FGRQ083WAE | (3) Without reverse cycle, with louvered sides, and 8,000 to 13,999 Btu/h | 8000 | 12 | No | 11000 | 8000 | (3) Without reverse cycle, with louvered sides, and 8,000 to 13,999 Btu/h | #N/A | #N/A | #N/A | #N/A | #N/A | #N/A | #N/A | #N/A | #N/A | #N/A | #N/A | #N/A | #N/A | #N/A | #N/A | #N/A | #N/A | #N/A | #N/A
Frigidaire Gallery | FGRC084WAE | (3) Without reverse cycle, with louvered sides, and 8,000 to 13,999 Btu/h | 8000 | 12 | No | 11000 | 8000 | (3) Without reverse cycle, with louvered sides, and 8,000 to 13,999 Btu/h | #N/A | #N/A | #N/A | #N/A | #N/A | #N/A | #N/A | #N/A | #N/A | #N/A | #N/A | #N/A | #N/A | #N/A | #N/A | #N/A | #N/A | #N/A | #N/A
Frigidaire Gallery | FGRC084WA1 | (3) Without reverse cycle, with louvered sides, and 8,000 to 13,999 Btu/h | 8000 | 12 | No | 11000 | 8000 | (3) Without reverse cycle, with louvered sides, and 8,000 to 13,999 Btu/h | #N/A | #N/A | #N/A | #N/A | #N/A | #N/A | #N/A | #N/A | #N/A | #N/A | #N/A | #N/A | #N/A | #N/A | #N/A | #N/A | #N/A | #N/A | #N/A
Danby | DAC080EB6WDB | (3) Without reverse cycle, with louvered sides, and 8,000 to 13,999 Btu/h | 8000 | 12 | No | 11000 | 8000 | (3) Without reverse cycle, with louvered sides, and 8,000 to 13,999 Btu/h | #N/A | #N/A | #N/A | #N/A | #N/A | #N/A | #N/A | #N/A | #N/A | #N/A | #N/A | #N/A | #N/A | #N/A | #N/A | #N/A | #N/A | #N/A | #N/A
Emerson Quiet Kool | EARC8RSE1H | (3) Without reverse cycle, with louvered sides, and 8,000 to 13,999 Btu/h | 8000 | 12 | No | 11000 | 8000 | (3) Without reverse cycle, with louvered sides, and 8,000 to 13,999 Btu/h | #N/A | #N/A | #N/A | #N/A | #N/A | #N/A | #N/A | #N/A | #N/A | #N/A | #N/A | #N/A | #N/A | #N/A | #N/A | #N/A | #N/A | #N/A | #N/A
HISENSE | AW-08CW1RVGUE10 | (3) Without reverse cycle, with louvered sides, and 8,000 to 13,999 Btu/h | 8000 | 12 | No | 11000 | 8000 | (3) Without reverse cycle, with louvered sides, and 8,000 to 13,999 Btu/h | #N/A | #N/A | #N/A | #N/A | #N/A | #N/A | #N/A | #N/A | #N/A | #N/A | #N/A | #N/A | #N/A | #N/A | #N/A | #N/A | #N/A | #N/A | #N/A
LG | LW8016ER | (3) Without reverse cycle, with louvered sides, and 8,000 to 13,999 Btu/h | 8000 | 12 | No | 11000 | 8000 | (3) Without reverse cycle, with louvered sides, and 8,000 to 13,999 Btu/h | #N/A | #N/A | #N/A | #N/A | #N/A | #N/A | #N/A | #N/A | #N/A | #N/A | #N/A | #N/A | #N/A | #N/A | #N/A | #N/A | #N/A | #N/A | #N/A
Friedrich | CP08G10B | (3) Without reverse cycle, with louvered sides, and 8,000 to 13,999 Btu/h | 8000 | 12 | No | 11000 | 8000 | (3) Without reverse cycle, with louvered sides, and 8,000 to 13,999 Btu/h | #N/A | #N/A | #N/A | #N/A | #N/A | #N/A | #N/A | #N/A | #N/A | #N/A | #N/A | #N/A | #N/A | #N/A | #N/A | #N/A | #N/A | #N/A | #N/A
LG | LW8016ER | (3) Without reverse cycle, with louvered sides, and 8,000 to 13,999 Btu/h | 8000 | 12 | Yes | 11000 | 8000 | (3) Without reverse cycle, with louvered sides, and 8,000 to 13,999 Btu/h | #N/A | #N/A | #N/A | #N/A | #N/A | #N/A | #N/A | #N/A | #N/A | #N/A | #N/A | #N/A | #N/A | #N/A | #N/A | #N/A | #N/A | #N/A | #N/A
Seasons | SW08R1 | (3) Without reverse cycle, with louvered sides, and 8,000 to 13,999 Btu/h | 8000 | 12 | No | 11000 | 8000 | (3) Without reverse cycle, with louvered sides, and 8,000 to 13,999 Btu/h | #N/A | #N/A | #N/A | #N/A | #N/A | #N/A | #N/A | #N/A | #N/A | #N/A | #N/A | #N/A | #N/A | #N/A | #N/A | #N/A | #N/A | #N/A | #N/A
DELLA | 048-TL-W8KW | (3) Without reverse cycle, with louvered sides, and 8,000 to 13,999 Btu/h | 8000 | 12 | No | 11000 | 8000 | (3) Without reverse cycle, with louvered sides, and 8,000 to 13,999 Btu/h | #N/A | #N/A | #N/A | #N/A | #N/A | #N/A | #N/A | #N/A | #N/A | #N/A | #N/A | #N/A | #N/A | #N/A | #N/A | #N/A | #N/A | #N/A | #N/A
MOBILCOMFORT | MCSD-08W | (3) Without reverse cycle, with louvered sides, and 8,000 to 13,999 Btu/h | 8000 | 12 | No | 11000 | 8000 | (3) Without reverse cycle, with louvered sides, and 8,000 to 13,999 Btu/h | #N/A | #N/A | #N/A | #N/A | #N/A | #N/A | #N/A | #N/A | #N/A | #N/A | #N/A | #N/A | #N/A | #N/A | #N/A | #N/A | #N/A | #N/A | #N/A
Honeywell | HAC8 | (3) Without reverse cycle, with louvered sides, and 8,000 to 13,999 Btu/h | 8000 | 12 | No | 11000 | 8000 | (3) Without reverse cycle, with louvered sides, and 8,000 to 13,999 Btu/h | #N/A | #N/A | #N/A | #N/A | #N/A | #N/A | #N/A | #N/A | #N/A | #N/A | #N/A | #N/A | #N/A | #N/A | #N/A | #N/A | #N/A | #N/A | #N/A
Frigidaire | FHWC083TB1 | (3) Without reverse cycle, with louvered sides, and 8,000 to 13,999 Btu/h | 8000 | 12 | Yes | 11000 | 8000 | (3) Without reverse cycle, with louvered sides, and 8,000 to 13,999 Btu/h | #N/A | #N/A | #N/A | #N/A | #N/A | #N/A | #N/A | #N/A | #N/A | #N/A | #N/A | #N/A | #N/A | #N/A | #N/A | #N/A | #N/A | #N/A | #N/A
TCL | 8W9E1 | (3) Without reverse cycle, with louvered sides, and 8,000 to 13,999 Btu/h | 8000 | 12 | No | 11000 | 8000 | (3) Without reverse cycle, with louvered sides, and 8,000 to 13,999 Btu/h | #N/A | #N/A | #N/A | #N/A | #N/A | #N/A | #N/A | #N/A | #N/A | #N/A | #N/A | #N/A | #N/A | #N/A | #N/A | #N/A | #N/A | #N/A | #N/A
Friedrich | KCQ08A10A | (3) Without reverse cycle, with louvered sides, and 8,000 to 13,999 Btu/h | 8000 | 12 | Yes | 11000 | 8000 | (3) Without reverse cycle, with louvered sides, and 8,000 to 13,999 Btu/h | #N/A | #N/A | #N/A | #N/A | #N/A | #N/A | #N/A | #N/A | #N/A | #N/A | #N/A | #N/A | #N/A | #N/A | #N/A | #N/A | #N/A | #N/A | #N/A
LG | 300422887 | (3) Without reverse cycle, with louvered sides, and 8,000 to 13,999 Btu/h | 8000 | 12 | Yes | 11000 | 8000 | (3) Without reverse cycle, with louvered sides, and 8,000 to 13,999 Btu/h | #N/A | #N/A | #N/A | #N/A | #N/A | #N/A | #N/A | #N/A | #N/A | #N/A | #N/A | #N/A | #N/A | #N/A | #N/A | #N/A | #N/A | #N/A | #N/A
LG | 1006876068 | (3) Without reverse cycle, with louvered sides, and 8,000 to 13,999 Btu/h | 8000 | 12 | Yes | 11000 | 8000 | (3) Without reverse cycle, with louvered sides, and 8,000 to 13,999 Btu/h | #N/A | #N/A | #N/A | #N/A | #N/A | #N/A | #N/A | #N/A | #N/A | #N/A | #N/A | #N/A | #N/A | #N/A | #N/A | #N/A | #N/A | #N/A | #N/A
Frigidaire | FFRE0833U1E | (3) Without reverse cycle, with louvered sides, and 8,000 to 13,999 Btu/h | 8000 | 12 | No | 11000 | 8000 | (3) Without reverse cycle, with louvered sides, and 8,000 to 13,999 Btu/h | #N/A | #N/A | #N/A | #N/A | #N/A | #N/A | #N/A | #N/A | #N/A | #N/A | #N/A | #N/A | #N/A | #N/A | #N/A | #N/A | #N/A | #N/A | #N/A
Frigidaire | FFRE0833U1 | (3) Without reverse cycle, with louvered sides, and 8,000 to 13,999 Btu/h | 8000 | 12 | No | 11000 | 8000 | (3) Without reverse cycle, with louvered sides, and 8,000 to 13,999 Btu/h | #N/A | #N/A | #N/A | #N/A | #N/A | #N/A | #N/A | #N/A | #N/A | #N/A | #N/A | #N/A | #N/A | #N/A | #N/A | #N/A | #N/A | #N/A | #N/A
Frigidaire | FFRE083WAE | (3) Without reverse cycle, with louvered sides, and 8,000 to 13,999 Btu/h | 8000 | 12 | Yes | 11000 | 8000 | (3) Without reverse cycle, with louvered sides, and 8,000 to 13,999 Btu/h | #N/A | #N/A | #N/A | #N/A | #N/A | #N/A | #N/A | #N/A | #N/A | #N/A | #N/A | #N/A | #N/A | #N/A | #N/A | #N/A | #N/A | #N/A | #N/A
Frigidaire | FFRE083WA1 | (3) Without reverse cycle, with louvered sides, and 8,000 to 13,999 Btu/h | 8000 | 12 | Yes | 11000 | 8000 | (3) Without reverse cycle, with louvered sides, and 8,000 to 13,999 Btu/h | #N/A | #N/A | #N/A | #N/A | #N/A | #N/A | #N/A | #N/A | #N/A | #N/A | #N/A | #N/A | #N/A | #N/A | #N/A | #N/A | #N/A | #N/A | #N/A
Frigidaire | FHWC083WAB | (3) Without reverse cycle, with louvered sides, and 8,000 to 13,999 Btu/h | 8000 | 12 | Yes | 11000 | 8000 | (3) Without reverse cycle, with louvered sides, and 8,000 to 13,999 Btu/h | #N/A | #N/A | #N/A | #N/A | #N/A | #N/A | #N/A | #N/A | #N/A | #N/A | #N/A | #N/A | #N/A | #N/A | #N/A | #N/A | #N/A | #N/A | #N/A
Frigidaire Gallery | GHWW083WB1 | (3) Without reverse cycle, with louvered sides, and 8,000 to 13,999 Btu/h | 8000 | 12 | Yes | 11000 | 8000 | (3) Without reverse cycle, with louvered sides, and 8,000 to 13,999 Btu/h | #N/A | #N/A | #N/A | #N/A | #N/A | #N/A | #N/A | #N/A | #N/A | #N/A | #N/A | #N/A | #N/A | #N/A | #N/A | #N/A | #N/A | #N/A | #N/A
Frigidaire | FFRE0833S1 | (3) Without reverse cycle, with louvered sides, and 8,000 to 13,999 Btu/h | 8000 | 12 | Yes | 11000 | 8000 | (3) Without reverse cycle, with louvered sides, and 8,000 to 13,999 Btu/h | #N/A | #N/A | #N/A | #N/A | #N/A | #N/A | #N/A | #N/A | #N/A | #N/A | #N/A | #N/A | #N/A | #N/A | #N/A | #N/A | #N/A | #N/A | #N/A
Keystone | KSTAW08CE | (3) Without reverse cycle, with louvered sides, and 8,000 to 13,999 Btu/h | 8000 | 12 | No | 11000 | 8000 | (3) Without reverse cycle, with louvered sides, and 8,000 to 13,999 Btu/h | #N/A | #N/A | #N/A | #N/A | #N/A | #N/A | #N/A | #N/A | #N/A | #N/A | #N/A | #N/A | #N/A | #N/A | #N/A | #N/A | #N/A | #N/A | #N/A
Polar Wind | MWHUK-08CRN8-BCL0 | (3) Without reverse cycle, with louvered sides, and 8,000 to 13,999 Btu/h | 8000 | 12 | No | 11000 | 8000 | (3) Without reverse cycle, with louvered sides, and 8,000 to 13,999 Btu/h | #N/A | #N/A | #N/A | #N/A | #N/A | #N/A | #N/A | #N/A | #N/A | #N/A | #N/A | #N/A | #N/A | #N/A | #N/A | #N/A | #N/A | #N/A | #N/A
MAGNAVOX | WW-08ESNMAG | (3) Without reverse cycle, with louvered sides, and 8,000 to 13,999 Btu/h | 8000 | 12 | Yes | 11000 | 8000 | (3) Without reverse cycle, with louvered sides, and 8,000 to 13,999 Btu/h | #N/A | #N/A | #N/A | #N/A | #N/A | #N/A | #N/A | #N/A | #N/A | #N/A | #N/A | #N/A | #N/A | #N/A | #N/A | #N/A | #N/A | #N/A | #N/A
Ocean Breeze | OBZ-08ESN3 | (3) Without reverse cycle, with louvered sides, and 8,000 to 13,999 Btu/h | 8000 | 12 | Yes | 11000 | 8000 | (3) Without reverse cycle, with louvered sides, and 8,000 to 13,999 Btu/h | #N/A | #N/A | #N/A | #N/A | #N/A | #N/A | #N/A | #N/A | #N/A | #N/A | #N/A | #N/A | #N/A | #N/A | #N/A | #N/A | #N/A | #N/A | #N/A
Comfort Aire | RADS-81Q | (3) Without reverse cycle, with louvered sides, and 8,000 to 13,999 Btu/h | 8000 | 12 | Yes | 11000 | 8000 | (3) Without reverse cycle, with louvered sides, and 8,000 to 13,999 Btu/h | #N/A | #N/A | #N/A | #N/A | #N/A | #N/A | #N/A | #N/A | #N/A | #N/A | #N/A | #N/A | #N/A | #N/A | #N/A | #N/A | #N/A | #N/A | #N/A
Pelonis | PAW08R1BWT | (3) Without reverse cycle, with louvered sides, and 8,000 to 13,999 Btu/h | 8000 | 12 | Yes | 11000 | 8000 | (3) Without reverse cycle, with louvered sides, and 8,000 to 13,999 Btu/h | #N/A | #N/A | #N/A | #N/A | #N/A | #N/A | #N/A | #N/A | #N/A | #N/A | #N/A | #N/A | #N/A | #N/A | #N/A | #N/A | #N/A | #N/A | #N/A
Midea | MAW08R1BWT | (3) Without reverse cycle, with louvered sides, and 8,000 to 13,999 Btu/h | 8000 | 12 | No | 11000 | 8000 | (3) Without reverse cycle, with louvered sides, and 8,000 to 13,999 Btu/h | #N/A | #N/A | #N/A | #N/A | #N/A | #N/A | #N/A | #N/A | #N/A | #N/A | #N/A | #N/A | #N/A | #N/A | #N/A | #N/A | #N/A | #N/A | #N/A
Danby | DAC080EE2WDB | (3) Without reverse cycle, with louvered sides, and 8,000 to 13,999 Btu/h | 8000 | 12 | No | 11000 | 8000 | (3) Without reverse cycle, with louvered sides, and 8,000 to 13,999 Btu/h | #N/A | #N/A | #N/A | #N/A | #N/A | #N/A | #N/A | #N/A | #N/A | #N/A | #N/A | #N/A | #N/A | #N/A | #N/A | #N/A | #N/A | #N/A | #N/A
Danby | DAC080EB7WDB | (3) Without reverse cycle, with louvered sides, and 8,000 to 13,999 Btu/h | 8000 | 12 | Yes | 11000 | 8000 | (3) Without reverse cycle, with louvered sides, and 8,000 to 13,999 Btu/h | #N/A | #N/A | #N/A | #N/A | #N/A | #N/A | #N/A | #N/A | #N/A | #N/A | #N/A | #N/A | #N/A | #N/A | #N/A | #N/A | #N/A | #N/A | #N/A
Emerson Quiet Kool | EBRC8RSE1H | (3) Without reverse cycle, with louvered sides, and 8,000 to 13,999 Btu/h | 8000 | 12 | Yes | 11000 | 8000 | (3) Without reverse cycle, with louvered sides, and 8,000 to 13,999 Btu/h | #N/A | #N/A | #N/A | #N/A | #N/A | #N/A | #N/A | #N/A | #N/A | #N/A | #N/A | #N/A | #N/A | #N/A | #N/A | #N/A | #N/A | #N/A | #N/A
Emerson Quiet Kool | EARC8RE1H | (3) Without reverse cycle, with louvered sides, and 8,000 to 13,999 Btu/h | 8000 | 12 | Yes | 11000 | 8000 | (3) Without reverse cycle, with louvered sides, and 8,000 to 13,999 Btu/h | #N/A | #N/A | #N/A | #N/A | #N/A | #N/A | #N/A | #N/A | #N/A | #N/A | #N/A | #N/A | #N/A | #N/A | #N/A | #N/A | #N/A | #N/A | #N/A
EMERSON QUIET KOOL | EBRC8RE1H | (3) Without reverse cycle, with louvered sides, and 8,000 to 13,999 Btu/h | 8000 | 12 | No | 11000 | 8000 | (3) Without reverse cycle, with louvered sides, and 8,000 to 13,999 Btu/h | #N/A | #N/A | #N/A | #N/A | #N/A | #N/A | #N/A | #N/A | #N/A | #N/A | #N/A | #N/A | #N/A | #N/A | #N/A | #N/A | #N/A | #N/A | #N/A
EMERSON QUIET KOOL | EARC8RSE1H | (3) Without reverse cycle, with louvered sides, and 8,000 to 13,999 Btu/h | 8000 | 12 | Yes | 11000 | 8000 | (3) Without reverse cycle, with louvered sides, and 8,000 to 13,999 Btu/h | #N/A | #N/A | #N/A | #N/A | #N/A | #N/A | #N/A | #N/A | #N/A | #N/A | #N/A | #N/A | #N/A | #N/A | #N/A | #N/A | #N/A | #N/A | #N/A
EMERSON QUIET KOOL | EARC8RE1H | (3) Without reverse cycle, with louvered sides, and 8,000 to 13,999 Btu/h | 8000 | 12 | No | 11000 | 8000 | (3) Without reverse cycle, with louvered sides, and 8,000 to 13,999 Btu/h | #N/A | #N/A | #N/A | #N/A | #N/A | #N/A | #N/A | #N/A | #N/A | #N/A | #N/A | #N/A | #N/A | #N/A | #N/A | #N/A | #N/A | #N/A | #N/A
EMERSON QUIET KOOL | EBRC8RSE1H | (3) Without reverse cycle, with louvered sides, and 8,000 to 13,999 Btu/h | 8000 | 12 | Yes | 11000 | 8000 | (3) Without reverse cycle, with louvered sides, and 8,000 to 13,999 Btu/h | #N/A | #N/A | #N/A | #N/A | #N/A | #N/A | #N/A | #N/A | #N/A | #N/A | #N/A | #N/A | #N/A | #N/A | #N/A | #N/A | #N/A | #N/A | #N/A
Hisense | AW0821CW1W | (3) Without reverse cycle, with louvered sides, and 8,000 to 13,999 Btu/h | 8000 | 12 | No | 11000 | 8000 | (3) Without reverse cycle, with louvered sides, and 8,000 to 13,999 Btu/h | #N/A | #N/A | #N/A | #N/A | #N/A | #N/A | #N/A | #N/A | #N/A | #N/A | #N/A | #N/A | #N/A | #N/A | #N/A | #N/A | #N/A | #N/A | #N/A
Hisense | AW-08CW1RVGUE10 | (3) Without reverse cycle, with louvered sides, and 8,000 to 13,999 Btu/h | 8000 | 12 | No | 11000 | 8000 | (3) Without reverse cycle, with louvered sides, and 8,000 to 13,999 Btu/h | #N/A | #N/A | #N/A | #N/A | #N/A | #N/A | #N/A | #N/A | #N/A | #N/A | #N/A | #N/A | #N/A | #N/A | #N/A | #N/A | #N/A | #N/A | #N/A
HISENSE | HAW0821CW1W | (3) Without reverse cycle, with louvered sides, and 8,000 to 13,999 Btu/h | 8000 | 12 | No | 11000 | 8000 | (3) Without reverse cycle, with louvered sides, and 8,000 to 13,999 Btu/h | #N/A | #N/A | #N/A | #N/A | #N/A | #N/A | #N/A | #N/A | #N/A | #N/A | #N/A | #N/A | #N/A | #N/A | #N/A | #N/A | #N/A | #N/A | #N/A
LG | LW8022ERSM | (3) Without reverse cycle, with louvered sides, and 8,000 to 13,999 Btu/h | 8000 | 12 | No | 11000 | 8000 | (3) Without reverse cycle, with louvered sides, and 8,000 to 13,999 Btu/h | #N/A | #N/A | #N/A | #N/A | #N/A | #N/A | #N/A | #N/A | #N/A | #N/A | #N/A | #N/A | #N/A | #N/A | #N/A | #N/A | #N/A | #N/A | #N/A
Kenmore Elite | 77087 | (3) Without reverse cycle, with louvered sides, and 8,000 to 13,999 Btu/h | 8000 | 12 | Yes | 11000 | 8000 | (3) Without reverse cycle, with louvered sides, and 8,000 to 13,999 Btu/h | #N/A | #N/A | #N/A | #N/A | #N/A | #N/A | #N/A | #N/A | #N/A | #N/A | #N/A | #N/A | #N/A | #N/A | #N/A | #N/A | #N/A | #N/A | #N/A
LG | LW8017ERSM | (3) Without reverse cycle, with louvered sides, and 8,000 to 13,999 Btu/h | 8000 | 12 | No | 11000 | 8000 | (3) Without reverse cycle, with louvered sides, and 8,000 to 13,999 Btu/h | #N/A | #N/A | #N/A | #N/A | #N/A | #N/A | #N/A | #N/A | #N/A | #N/A | #N/A | #N/A | #N/A | #N/A | #N/A | #N/A | #N/A | #N/A | #N/A
DENALI AIRE | 1DAC8K | (3) Without reverse cycle, with louvered sides, and 8,000 to 13,999 Btu/h | 8000 | 12 | Yes | 11000 | 8000 | (3) Without reverse cycle, with louvered sides, and 8,000 to 13,999 Btu/h | #N/A | #N/A | #N/A | #N/A | #N/A | #N/A | #N/A | #N/A | #N/A | #N/A | #N/A | #N/A | #N/A | #N/A | #N/A | #N/A | #N/A | #N/A | #N/A
BLACK+DECKER | BD08WT6 | (3) Without reverse cycle, with louvered sides, and 8,000 to 13,999 Btu/h | 8000 | 12 | Yes | 11000 | 8000 | (3) Without reverse cycle, with louvered sides, and 8,000 to 13,999 Btu/h | #N/A | #N/A | #N/A | #N/A | #N/A | #N/A | #N/A | #N/A | #N/A | #N/A | #N/A | #N/A | #N/A | #N/A | #N/A | #N/A | #N/A | #N/A | #N/A
Perfect aire | 5PAC8000 | (3) Without reverse cycle, with louvered sides, and 8,000 to 13,999 Btu/h | 8000 | 12 | Yes | 11000 | 8000 | (3) Without reverse cycle, with louvered sides, and 8,000 to 13,999 Btu/h | #N/A | #N/A | #N/A | #N/A | #N/A | #N/A | #N/A | #N/A | #N/A | #N/A | #N/A | #N/A | #N/A | #N/A | #N/A | #N/A | #N/A | #N/A | #N/A
OSLO | OSHB-08W | (3) Without reverse cycle, with louvered sides, and 8,000 to 13,999 Btu/h | 8000 | 12 | No | 11000 | 8000 | (3) Without reverse cycle, with louvered sides, and 8,000 to 13,999 Btu/h | #N/A | #N/A | #N/A | #N/A | #N/A | #N/A | #N/A | #N/A | #N/A | #N/A | #N/A | #N/A | #N/A | #N/A | #N/A | #N/A | #N/A | #N/A | #N/A
Sea Breeze | WA38YREX | (3) Without reverse cycle, with louvered sides, and 8,000 to 13,999 Btu/h | 8000 | 12 | Yes | 11000 | 8000 | (3) Without reverse cycle, with louvered sides, and 8,000 to 13,999 Btu/h | #N/A | #N/A | #N/A | #N/A | #N/A | #N/A | #N/A | #N/A | #N/A | #N/A | #N/A | #N/A | #N/A | #N/A | #N/A | #N/A | #N/A | #N/A | #N/A
COOL-LIVING | CL-RAC08EWIES-22 | (3) Without reverse cycle, with louvered sides, and 8,000 to 13,999 Btu/h | 8000 | 12 | No | 11000 | 8000 | (3) Without reverse cycle, with louvered sides, and 8,000 to 13,999 Btu/h | #N/A | #N/A | #N/A | #N/A | #N/A | #N/A | #N/A | #N/A | #N/A | #N/A | #N/A | #N/A | #N/A | #N/A | #N/A | #N/A | #N/A | #N/A | #N/A
FRIEDRICH | CCF08B10A | (3) Without reverse cycle, with louvered sides, and 8,000 to 13,999 Btu/h | 8100 | 12 | No | 11000 | 8000 | (3) Without reverse cycle, with louvered sides, and 8,000 to 13,999 Btu/h | #N/A | #N/A | #N/A | #N/A | #N/A | #N/A | #N/A | #N/A | #N/A | #N/A | #N/A | #N/A | #N/A | #N/A | #N/A | #N/A | #N/A | #N/A | #N/A
COOL-LIVING | CL-RAC08EWIES-22 | (3) Without reverse cycle, with louvered sides, and 8,000 to 13,999 Btu/h | 8100 | 12 | No | 11000 | 8000 | (3) Without reverse cycle, with louvered sides, and 8,000 to 13,999 Btu/h | #N/A | #N/A | #N/A | #N/A | #N/A | #N/A | #N/A | #N/A | #N/A | #N/A | #N/A | #N/A | #N/A | #N/A | #N/A | #N/A | #N/A | #N/A | #N/A
RCA | RACE8024-6COM | (3) Without reverse cycle, with louvered sides, and 8,000 to 13,999 Btu/h | 8100 | 12 | No | 11000 | 8000 | (3) Without reverse cycle, with louvered sides, and 8,000 to 13,999 Btu/h | #N/A | #N/A | #N/A | #N/A | #N/A | #N/A | #N/A | #N/A | #N/A | #N/A | #N/A | #N/A | #N/A | #N/A | #N/A | #N/A | #N/A | #N/A | #N/A
Soleusair | WS4-08E7W-201 | (3) Without reverse cycle, with louvered sides, and 8,000 to 13,999 Btu/h | 8500 | 12 | Yes | 11000 | 8000 | (3) Without reverse cycle, with louvered sides, and 8,000 to 13,999 Btu/h | #N/A | #N/A | #N/A | #N/A | #N/A | #N/A | #N/A | #N/A | #N/A | #N/A | #N/A | #N/A | #N/A | #N/A | #N/A | #N/A | #N/A | #N/A | #N/A
OSLO | OSHB5-087 | (3) Without reverse cycle, with louvered sides, and 8,000 to 13,999 Btu/h | 8500 | 12 | Yes | 11000 | 8000 | (3) Without reverse cycle, with louvered sides, and 8,000 to 13,999 Btu/h | #N/A | #N/A | #N/A | #N/A | #N/A | #N/A | #N/A | #N/A | #N/A | #N/A | #N/A | #N/A | #N/A | #N/A | #N/A | #N/A | #N/A | #N/A | #N/A
Soleusair | W*5-08E7W-### | (3) Without reverse cycle, with louvered sides, and 8,000 to 13,999 Btu/h | 8500 | 12 | No | 11000 | 8000 | (3) Without reverse cycle, with louvered sides, and 8,000 to 13,999 Btu/h | #N/A | #N/A | #N/A | #N/A | #N/A | #N/A | #N/A | #N/A | #N/A | #N/A | #N/A | #N/A | #N/A | #N/A | #N/A | #N/A | #N/A | #N/A | #N/A
Soleusair | W*5-08E7-### | (3) Without reverse cycle, with louvered sides, and 8,000 to 13,999 Btu/h | 8500 | 12 | No | 11000 | 8000 | (3) Without reverse cycle, with louvered sides, and 8,000 to 13,999 Btu/h | #N/A | #N/A | #N/A | #N/A | #N/A | #N/A | #N/A | #N/A | #N/A | #N/A | #N/A | #N/A | #N/A | #N/A | #N/A | #N/A | #N/A | #N/A | #N/A
MobilComfort | MCSD5-08W7 | (3) Without reverse cycle, with louvered sides, and 8,000 to 13,999 Btu/h | 8500 | 12 | Yes | 11000 | 8000 | (3) Without reverse cycle, with louvered sides, and 8,000 to 13,999 Btu/h | #N/A | #N/A | #N/A | #N/A | #N/A | #N/A | #N/A | #N/A | #N/A | #N/A | #N/A | #N/A | #N/A | #N/A | #N/A | #N/A | #N/A | #N/A | #N/A
MobilComfort | MCSD5-087 | (3) Without reverse cycle, with louvered sides, and 8,000 to 13,999 Btu/h | 8500 | 12 | No | 11000 | 8000 | (3) Without reverse cycle, with louvered sides, and 8,000 to 13,999 Btu/h | #N/A | #N/A | #N/A | #N/A | #N/A | #N/A | #N/A | #N/A | #N/A | #N/A | #N/A | #N/A | #N/A | #N/A | #N/A | #N/A | #N/A | #N/A | #N/A
OSLO | OSHB5-08W7 | (3) Without reverse cycle, with louvered sides, and 8,000 to 13,999 Btu/h | 8500 | 12 | No | 11000 | 8000 | (3) Without reverse cycle, with louvered sides, and 8,000 to 13,999 Btu/h | #N/A | #N/A | #N/A | #N/A | #N/A | #N/A | #N/A | #N/A | #N/A | #N/A | #N/A | #N/A | #N/A | #N/A | #N/A | #N/A | #N/A | #N/A | #N/A
TCL | 10W9E1-A | (3) Without reverse cycle, with louvered sides, and 8,000 to 13,999 Btu/h | 10000 | 12 | Yes | 11000 | 8000 | (3) Without reverse cycle, with louvered sides, and 8,000 to 13,999 Btu/h | #N/A | #N/A | #N/A | #N/A | #N/A | #N/A | #N/A | #N/A | #N/A | #N/A | #N/A | #N/A | #N/A | #N/A | #N/A | #N/A | #N/A | #N/A | #N/A
LG | 300422896 | (3) Without reverse cycle, with louvered sides, and 8,000 to 13,999 Btu/h | 10000 | 12 | No | 11000 | 8000 | (3) Without reverse cycle, with louvered sides, and 8,000 to 13,999 Btu/h | #N/A | #N/A | #N/A | #N/A | #N/A | #N/A | #N/A | #N/A | #N/A | #N/A | #N/A | #N/A | #N/A | #N/A | #N/A | #N/A | #N/A | #N/A | #N/A
Koldfront | WAC10003WCO | (3) Without reverse cycle, with louvered sides, and 8,000 to 13,999 Btu/h | 10000 | 12 | Yes | 11000 | 8000 | (3) Without reverse cycle, with louvered sides, and 8,000 to 13,999 Btu/h | #N/A | #N/A | #N/A | #N/A | #N/A | #N/A | #N/A | #N/A | #N/A | #N/A | #N/A | #N/A | #N/A | #N/A | #N/A | #N/A | #N/A | #N/A | #N/A
Frigidaire | FHWW103WB1 | (3) Without reverse cycle, with louvered sides, and 8,000 to 13,999 Btu/h | 10000 | 12 | No | 11000 | 8000 | (3) Without reverse cycle, with louvered sides, and 8,000 to 13,999 Btu/h | #N/A | #N/A | #N/A | #N/A | #N/A | #N/A | #N/A | #N/A | #N/A | #N/A | #N/A | #N/A | #N/A | #N/A | #N/A | #N/A | #N/A | #N/A | #N/A
Frigidaire Gallery | FGRC104WAE | (3) Without reverse cycle, with louvered sides, and 8,000 to 13,999 Btu/h | 10000 | 12 | Yes | 11000 | 8000 | (3) Without reverse cycle, with louvered sides, and 8,000 to 13,999 Btu/h | #N/A | #N/A | #N/A | #N/A | #N/A | #N/A | #N/A | #N/A | #N/A | #N/A | #N/A | #N/A | #N/A | #N/A | #N/A | #N/A | #N/A | #N/A | #N/A
Frigidaire Gallery | FGRC104WA1 | (3) Without reverse cycle, with louvered sides, and 8,000 to 13,999 Btu/h | 10000 | 12 | No | 11000 | 8000 | (3) Without reverse cycle, with louvered sides, and 8,000 to 13,999 Btu/h | #N/A | #N/A | #N/A | #N/A | #N/A | #N/A | #N/A | #N/A | #N/A | #N/A | #N/A | #N/A | #N/A | #N/A | #N/A | #N/A | #N/A | #N/A | #N/A
Keystone | KSTAW10CE | (3) Without reverse cycle, with louvered sides, and 8,000 to 13,999 Btu/h | 10000 | 12 | No | 11000 | 8000 | (3) Without reverse cycle, with louvered sides, and 8,000 to 13,999 Btu/h | #N/A | #N/A | #N/A | #N/A | #N/A | #N/A | #N/A | #N/A | #N/A | #N/A | #N/A | #N/A | #N/A | #N/A | #N/A | #N/A | #N/A | #N/A | #N/A
Impecca | IWA10-KS30 | (3) Without reverse cycle, with louvered sides, and 8,000 to 13,999 Btu/h | 10000 | 12 | No | 11000 | 8000 | (3) Without reverse cycle, with louvered sides, and 8,000 to 13,999 Btu/h | #N/A | #N/A | #N/A | #N/A | #N/A | #N/A | #N/A | #N/A | #N/A | #N/A | #N/A | #N/A | #N/A | #N/A | #N/A | #N/A | #N/A | #N/A | #N/A
Comfort Aire | RADS-101R | (3) Without reverse cycle, with louvered sides, and 8,000 to 13,999 Btu/h | 10000 | 12 | No | 11000 | 8000 | (3) Without reverse cycle, with louvered sides, and 8,000 to 13,999 Btu/h | #N/A | #N/A | #N/A | #N/A | #N/A | #N/A | #N/A | #N/A | #N/A | #N/A | #N/A | #N/A | #N/A | #N/A | #N/A | #N/A | #N/A | #N/A | #N/A
Arctic King | KAW10R1BWT | (3) Without reverse cycle, with louvered sides, and 8,000 to 13,999 Btu/h | 10000 | 12 | Yes | 11000 | 8000 | (3) Without reverse cycle, with louvered sides, and 8,000 to 13,999 Btu/h | #N/A | #N/A | #N/A | #N/A | #N/A | #N/A | #N/A | #N/A | #N/A | #N/A | #N/A | #N/A | #N/A | #N/A | #N/A | #N/A | #N/A | #N/A | #N/A
Danby | DAC100EB9WDB | (3) Without reverse cycle, with louvered sides, and 8,000 to 13,999 Btu/h | 10000 | 12 | No | 11000 | 8000 | (3) Without reverse cycle, with louvered sides, and 8,000 to 13,999 Btu/h | #N/A | #N/A | #N/A | #N/A | #N/A | #N/A | #N/A | #N/A | #N/A | #N/A | #N/A | #N/A | #N/A | #N/A | #N/A | #N/A | #N/A | #N/A | #N/A
Danby | DAC100EB6WDB | (3) Without reverse cycle, with louvered sides, and 8,000 to 13,999 Btu/h | 10000 | 12 | Yes | 11000 | 8000 | (3) Without reverse cycle, with louvered sides, and 8,000 to 13,999 Btu/h | #N/A | #N/A | #N/A | #N/A | #N/A | #N/A | #N/A | #N/A | #N/A | #N/A | #N/A | #N/A | #N/A | #N/A | #N/A | #N/A | #N/A | #N/A | #N/A
Emerson Quiet Kool | EBRC10RSE1H | (3) Without reverse cycle, with louvered sides, and 8,000 to 13,999 Btu/h | 10000 | 12 | No | 11000 | 8000 | (3) Without reverse cycle, with louvered sides, and 8,000 to 13,999 Btu/h | #N/A | #N/A | #N/A | #N/A | #N/A | #N/A | #N/A | #N/A | #N/A | #N/A | #N/A | #N/A | #N/A | #N/A | #N/A | #N/A | #N/A | #N/A | #N/A
Emerson Quiet Kool | EARC10RE1H | (3) Without reverse cycle, with louvered sides, and 8,000 to 13,999 Btu/h | 10000 | 12 | No | 11000 | 8000 | (3) Without reverse cycle, with louvered sides, and 8,000 to 13,999 Btu/h | #N/A | #N/A | #N/A | #N/A | #N/A | #N/A | #N/A | #N/A | #N/A | #N/A | #N/A | #N/A | #N/A | #N/A | #N/A | #N/A | #N/A | #N/A | #N/A
EMERSON QUIET KOOL | EARC10RE1H | (3) Without reverse cycle, with louvered sides, and 8,000 to 13,999 Btu/h | 10000 | 12 | No | 11000 | 8000 | (3) Without reverse cycle, with louvered sides, and 8,000 to 13,999 Btu/h | #N/A | #N/A | #N/A | #N/A | #N/A | #N/A | #N/A | #N/A | #N/A | #N/A | #N/A | #N/A | #N/A | #N/A | #N/A | #N/A | #N/A | #N/A | #N/A
Hisense | AW-10CW1RWGUE10 | (3) Without reverse cycle, with louvered sides, and 8,000 to 13,999 Btu/h | 10000 | 12 | No | 11000 | 8000 | (3) Without reverse cycle, with louvered sides, and 8,000 to 13,999 Btu/h | #N/A | #N/A | #N/A | #N/A | #N/A | #N/A | #N/A | #N/A | #N/A | #N/A | #N/A | #N/A | #N/A | #N/A | #N/A | #N/A | #N/A | #N/A | #N/A
Hisense | AW1021CW1W | (3) Without reverse cycle, with louvered sides, and 8,000 to 13,999 Btu/h | 10000 | 12 | No | 11000 | 8000 | (3) Without reverse cycle, with louvered sides, and 8,000 to 13,999 Btu/h | #N/A | #N/A | #N/A | #N/A | #N/A | #N/A | #N/A | #N/A | #N/A | #N/A | #N/A | #N/A | #N/A | #N/A | #N/A | #N/A | #N/A | #N/A | #N/A
Hisense | AW-10CR1RWGUE15 | (3) Without reverse cycle, with louvered sides, and 8,000 to 13,999 Btu/h | 10000 | 12 | No | 11000 | 8000 | (3) Without reverse cycle, with louvered sides, and 8,000 to 13,999 Btu/h | #N/A | #N/A | #N/A | #N/A | #N/A | #N/A | #N/A | #N/A | #N/A | #N/A | #N/A | #N/A | #N/A | #N/A | #N/A | #N/A | #N/A | #N/A | #N/A
HISENSE | AW-10CR1RWGUE15 | (3) Without reverse cycle, with louvered sides, and 8,000 to 13,999 Btu/h | 10000 | 12 | No | 11000 | 8000 | (3) Without reverse cycle, with louvered sides, and 8,000 to 13,999 Btu/h | #N/A | #N/A | #N/A | #N/A | #N/A | #N/A | #N/A | #N/A | #N/A | #N/A | #N/A | #N/A | #N/A | #N/A | #N/A | #N/A | #N/A | #N/A | #N/A
Kenmore Elite | 580.7711 | (3) Without reverse cycle, with louvered sides, and 8,000 to 13,999 Btu/h | 10000 | 12 | No | 11000 | 8000 | (3) Without reverse cycle, with louvered sides, and 8,000 to 13,999 Btu/h | #N/A | #N/A | #N/A | #N/A | #N/A | #N/A | #N/A | #N/A | #N/A | #N/A | #N/A | #N/A | #N/A | #N/A | #N/A | #N/A | #N/A | #N/A | #N/A
Garrison | 311410572 | (3) Without reverse cycle, with louvered sides, and 8,000 to 13,999 Btu/h | 10000 | 12 | No | 11000 | 8000 | (3) Without reverse cycle, with louvered sides, and 8,000 to 13,999 Btu/h | #N/A | #N/A | #N/A | #N/A | #N/A | #N/A | #N/A | #N/A | #N/A | #N/A | #N/A | #N/A | #N/A | #N/A | #N/A | #N/A | #N/A | #N/A | #N/A
DENALI AIRE | 1DAC10K | (3) Without reverse cycle, with louvered sides, and 8,000 to 13,999 Btu/h | 10000 | 12 | Yes | 11000 | 8000 | (3) Without reverse cycle, with louvered sides, and 8,000 to 13,999 Btu/h | #N/A | #N/A | #N/A | #N/A | #N/A | #N/A | #N/A | #N/A | #N/A | #N/A | #N/A | #N/A | #N/A | #N/A | #N/A | #N/A | #N/A | #N/A | #N/A
Homepointe | MWAUK-10CRN8-BCL0 | (3) Without reverse cycle, with louvered sides, and 8,000 to 13,999 Btu/h | 10000 | 12 | Yes | 11000 | 8000 | (3) Without reverse cycle, with louvered sides, and 8,000 to 13,999 Btu/h | #N/A | #N/A | #N/A | #N/A | #N/A | #N/A | #N/A | #N/A | #N/A | #N/A | #N/A | #N/A | #N/A | #N/A | #N/A | #N/A | #N/A | #N/A | #N/A
DELLA | 048-TL-W10KW | (3) Without reverse cycle, with louvered sides, and 8,000 to 13,999 Btu/h | 10000 | 12 | Yes | 11000 | 8000 | (3) Without reverse cycle, with louvered sides, and 8,000 to 13,999 Btu/h | #N/A | #N/A | #N/A | #N/A | #N/A | #N/A | #N/A | #N/A | #N/A | #N/A | #N/A | #N/A | #N/A | #N/A | #N/A | #N/A | #N/A | #N/A | #N/A
BLACK+DECKER | BD10WT6 | (3) Without reverse cycle, with louvered sides, and 8,000 to 13,999 Btu/h | 10000 | 12 | No | 11000 | 8000 | (3) Without reverse cycle, with louvered sides, and 8,000 to 13,999 Btu/h | #N/A | #N/A | #N/A | #N/A | #N/A | #N/A | #N/A | #N/A | #N/A | #N/A | #N/A | #N/A | #N/A | #N/A | #N/A | #N/A | #N/A | #N/A | #N/A
RCA | RACE1024-6COM | (3) Without reverse cycle, with louvered sides, and 8,000 to 13,999 Btu/h | 10000 | 12 | No | 11000 | 8000 | (3) Without reverse cycle, with louvered sides, and 8,000 to 13,999 Btu/h | #N/A | #N/A | #N/A | #N/A | #N/A | #N/A | #N/A | #N/A | #N/A | #N/A | #N/A | #N/A | #N/A | #N/A | #N/A | #N/A | #N/A | #N/A | #N/A
LG | 3613703 | (3) Without reverse cycle, with louvered sides, and 8,000 to 13,999 Btu/h | 10000 | 12 | No | 11000 | 8000 | (3) Without reverse cycle, with louvered sides, and 8,000 to 13,999 Btu/h | #N/A | #N/A | #N/A | #N/A | #N/A | #N/A | #N/A | #N/A | #N/A | #N/A | #N/A | #N/A | #N/A | #N/A | #N/A | #N/A | #N/A | #N/A | #N/A
LG | 3613700 | (3) Without reverse cycle, with louvered sides, and 8,000 to 13,999 Btu/h | 10000 | 12 | Yes | 11000 | 8000 | (3) Without reverse cycle, with louvered sides, and 8,000 to 13,999 Btu/h | #N/A | #N/A | #N/A | #N/A | #N/A | #N/A | #N/A | #N/A | #N/A | #N/A | #N/A | #N/A | #N/A | #N/A | #N/A | #N/A | #N/A | #N/A | #N/A
VISSANI | 319166750 | (3) Without reverse cycle, with louvered sides, and 8,000 to 13,999 Btu/h | 10000 | 12 | Yes | 11000 | 8000 | (3) Without reverse cycle, with louvered sides, and 8,000 to 13,999 Btu/h | #N/A | #N/A | #N/A | #N/A | #N/A | #N/A | #N/A | #N/A | #N/A | #N/A | #N/A | #N/A | #N/A | #N/A | #N/A | #N/A | #N/A | #N/A | #N/A
norpole | NPRAC10KEWMZ2 | (3) Without reverse cycle, with louvered sides, and 8,000 to 13,999 Btu/h | 10000 | 12 | No | 11000 | 8000 | (3) Without reverse cycle, with louvered sides, and 8,000 to 13,999 Btu/h | #N/A | #N/A | #N/A | #N/A | #N/A | #N/A | #N/A | #N/A | #N/A | #N/A | #N/A | #N/A | #N/A | #N/A | #N/A | #N/A | #N/A | #N/A | #N/A
COOL-LIVING | CL-RAC10EWES-22 | (3) Without reverse cycle, with louvered sides, and 8,000 to 13,999 Btu/h | 10000 | 12 | No | 11000 | 8000 | (3) Without reverse cycle, with louvered sides, and 8,000 to 13,999 Btu/h | #N/A | #N/A | #N/A | #N/A | #N/A | #N/A | #N/A | #N/A | #N/A | #N/A | #N/A | #N/A | #N/A | #N/A | #N/A | #N/A | #N/A | #N/A | #N/A
LG | 1006876067 | (3) Without reverse cycle, with louvered sides, and 8,000 to 13,999 Btu/h | 10000 | 12 | No | 11000 | 8000 | (3) Without reverse cycle, with louvered sides, and 8,000 to 13,999 Btu/h | #N/A | #N/A | #N/A | #N/A | #N/A | #N/A | #N/A | #N/A | #N/A | #N/A | #N/A | #N/A | #N/A | #N/A | #N/A | #N/A | #N/A | #N/A | #N/A
Breeze33 | BZ3310WAC1 | (3) Without reverse cycle, with louvered sides, and 8,000 to 13,999 Btu/h | 10000 | 12 | No | 11000 | 8000 | (3) Without reverse cycle, with louvered sides, and 8,000 to 13,999 Btu/h | #N/A | #N/A | #N/A | #N/A | #N/A | #N/A | #N/A | #N/A | #N/A | #N/A | #N/A | #N/A | #N/A | #N/A | #N/A | #N/A | #N/A | #N/A | #N/A
Frigidaire | FFRE103WA1 | (3) Without reverse cycle, with louvered sides, and 8,000 to 13,999 Btu/h | 10000 | 12 | No | 11000 | 8000 | (3) Without reverse cycle, with louvered sides, and 8,000 to 13,999 Btu/h | #N/A | #N/A | #N/A | #N/A | #N/A | #N/A | #N/A | #N/A | #N/A | #N/A | #N/A | #N/A | #N/A | #N/A | #N/A | #N/A | #N/A | #N/A | #N/A
Frigidaire | FFRE1033S1E | (3) Without reverse cycle, with louvered sides, and 8,000 to 13,999 Btu/h | 10000 | 12 | Yes | 11000 | 8000 | (3) Without reverse cycle, with louvered sides, and 8,000 to 13,999 Btu/h | #N/A | #N/A | #N/A | #N/A | #N/A | #N/A | #N/A | #N/A | #N/A | #N/A | #N/A | #N/A | #N/A | #N/A | #N/A | #N/A | #N/A | #N/A | #N/A
Norpole | NPRAC10KEWMZ1 | (3) Without reverse cycle, with louvered sides, and 8,000 to 13,999 Btu/h | 10000 | 12 | No | 11000 | 8000 | (3) Without reverse cycle, with louvered sides, and 8,000 to 13,999 Btu/h | #N/A | #N/A | #N/A | #N/A | #N/A | #N/A | #N/A | #N/A | #N/A | #N/A | #N/A | #N/A | #N/A | #N/A | #N/A | #N/A | #N/A | #N/A | #N/A
Ocean Breeze | OBZ-10ESN3 | (3) Without reverse cycle, with louvered sides, and 8,000 to 13,999 Btu/h | 10000 | 12 | No | 11000 | 8000 | (3) Without reverse cycle, with louvered sides, and 8,000 to 13,999 Btu/h | #N/A | #N/A | #N/A | #N/A | #N/A | #N/A | #N/A | #N/A | #N/A | #N/A | #N/A | #N/A | #N/A | #N/A | #N/A | #N/A | #N/A | #N/A | #N/A
Coast Air | CEW101CS | (3) Without reverse cycle, with louvered sides, and 8,000 to 13,999 Btu/h | 10000 | 12 | No | 11000 | 8000 | (3) Without reverse cycle, with louvered sides, and 8,000 to 13,999 Btu/h | #N/A | #N/A | #N/A | #N/A | #N/A | #N/A | #N/A | #N/A | #N/A | #N/A | #N/A | #N/A | #N/A | #N/A | #N/A | #N/A | #N/A | #N/A | #N/A
Coast Air | CEW101BS | (3) Without reverse cycle, with louvered sides, and 8,000 to 13,999 Btu/h | 10000 | 12 | No | 11000 | 8000 | (3) Without reverse cycle, with louvered sides, and 8,000 to 13,999 Btu/h | #N/A | #N/A | #N/A | #N/A | #N/A | #N/A | #N/A | #N/A | #N/A | #N/A | #N/A | #N/A | #N/A | #N/A | #N/A | #N/A | #N/A | #N/A | #N/A
Midea | MAW10R1BWT | (3) Without reverse cycle, with louvered sides, and 8,000 to 13,999 Btu/h | 10000 | 12 | Yes | 11000 | 8000 | (3) Without reverse cycle, with louvered sides, and 8,000 to 13,999 Btu/h | #N/A | #N/A | #N/A | #N/A | #N/A | #N/A | #N/A | #N/A | #N/A | #N/A | #N/A | #N/A | #N/A | #N/A | #N/A | #N/A | #N/A | #N/A | #N/A
Danby | DAC100B6WDB | (3) Without reverse cycle, with louvered sides, and 8,000 to 13,999 Btu/h | 10000 | 12 | No | 11000 | 8000 | (3) Without reverse cycle, with louvered sides, and 8,000 to 13,999 Btu/h | #N/A | #N/A | #N/A | #N/A | #N/A | #N/A | #N/A | #N/A | #N/A | #N/A | #N/A | #N/A | #N/A | #N/A | #N/A | #N/A | #N/A | #N/A | #N/A
EMERSON QUIET KOOL | EARC10RSE1H | (3) Without reverse cycle, with louvered sides, and 8,000 to 13,999 Btu/h | 10000 | 12 | No | 11000 | 8000 | (3) Without reverse cycle, with louvered sides, and 8,000 to 13,999 Btu/h | #N/A | #N/A | #N/A | #N/A | #N/A | #N/A | #N/A | #N/A | #N/A | #N/A | #N/A | #N/A | #N/A | #N/A | #N/A | #N/A | #N/A | #N/A | #N/A
HISENSE | AW-10CW1RWGUE10 | (3) Without reverse cycle, with louvered sides, and 8,000 to 13,999 Btu/h | 10000 | 12 | No | 11000 | 8000 | (3) Without reverse cycle, with louvered sides, and 8,000 to 13,999 Btu/h | #N/A | #N/A | #N/A | #N/A | #N/A | #N/A | #N/A | #N/A | #N/A | #N/A | #N/A | #N/A | #N/A | #N/A | #N/A | #N/A | #N/A | #N/A | #N/A
LG | LW1016ER | (3) Without reverse cycle, with louvered sides, and 8,000 to 13,999 Btu/h | 10000 | 12 | Yes | 11000 | 8000 | (3) Without reverse cycle, with louvered sides, and 8,000 to 13,999 Btu/h | #N/A | #N/A | #N/A | #N/A | #N/A | #N/A | #N/A | #N/A | #N/A | #N/A | #N/A | #N/A | #N/A | #N/A | #N/A | #N/A | #N/A | #N/A | #N/A
LG | LW1022ERSM | (3) Without reverse cycle, with louvered sides, and 8,000 to 13,999 Btu/h | 10000 | 12 | No | 11000 | 8000 | (3) Without reverse cycle, with louvered sides, and 8,000 to 13,999 Btu/h | #N/A | #N/A | #N/A | #N/A | #N/A | #N/A | #N/A | #N/A | #N/A | #N/A | #N/A | #N/A | #N/A | #N/A | #N/A | #N/A | #N/A | #N/A | #N/A
Friedrich | CP10G10B | (3) Without reverse cycle, with louvered sides, and 8,000 to 13,999 Btu/h | 10000 | 12 | No | 11000 | 8000 | (3) Without reverse cycle, with louvered sides, and 8,000 to 13,999 Btu/h | #N/A | #N/A | #N/A | #N/A | #N/A | #N/A | #N/A | #N/A | #N/A | #N/A | #N/A | #N/A | #N/A | #N/A | #N/A | #N/A | #N/A | #N/A | #N/A
Kenmore Elite | 77107 | (3) Without reverse cycle, with louvered sides, and 8,000 to 13,999 Btu/h | 10000 | 12 | No | 11000 | 8000 | (3) Without reverse cycle, with louvered sides, and 8,000 to 13,999 Btu/h | #N/A | #N/A | #N/A | #N/A | #N/A | #N/A | #N/A | #N/A | #N/A | #N/A | #N/A | #N/A | #N/A | #N/A | #N/A | #N/A | #N/A | #N/A | #N/A
LG | LW1017ERSM | (3) Without reverse cycle, with louvered sides, and 8,000 to 13,999 Btu/h | 10000 | 12 | No | 11000 | 8000 | (3) Without reverse cycle, with louvered sides, and 8,000 to 13,999 Btu/h | #N/A | #N/A | #N/A | #N/A | #N/A | #N/A | #N/A | #N/A | #N/A | #N/A | #N/A | #N/A | #N/A | #N/A | #N/A | #N/A | #N/A | #N/A | #N/A
hOme | HME030526N | (3) Without reverse cycle, with louvered sides, and 8,000 to 13,999 Btu/h | 10000 | 12 | No | 11000 | 8000 | (3) Without reverse cycle, with louvered sides, and 8,000 to 13,999 Btu/h | #N/A | #N/A | #N/A | #N/A | #N/A | #N/A | #N/A | #N/A | #N/A | #N/A | #N/A | #N/A | #N/A | #N/A | #N/A | #N/A | #N/A | #N/A | #N/A
Vissani | VWA10 | (3) Without reverse cycle, with louvered sides, and 8,000 to 13,999 Btu/h | 10000 | 12 | Yes | 11000 | 8000 | (3) Without reverse cycle, with louvered sides, and 8,000 to 13,999 Btu/h | #N/A | #N/A | #N/A | #N/A | #N/A | #N/A | #N/A | #N/A | #N/A | #N/A | #N/A | #N/A | #N/A | #N/A | #N/A | #N/A | #N/A | #N/A | #N/A
Commercial cool | CC10WT | (3) Without reverse cycle, with louvered sides, and 8,000 to 13,999 Btu/h | 10000 | 12 | No | 11000 | 8000 | (3) Without reverse cycle, with louvered sides, and 8,000 to 13,999 Btu/h | #N/A | #N/A | #N/A | #N/A | #N/A | #N/A | #N/A | #N/A | #N/A | #N/A | #N/A | #N/A | #N/A | #N/A | #N/A | #N/A | #N/A | #N/A | #N/A
DELLA | 048-TL-WAC10K32 | (3) Without reverse cycle, with louvered sides, and 8,000 to 13,999 Btu/h | 10000 | 12 | No | 11000 | 8000 | (3) Without reverse cycle, with louvered sides, and 8,000 to 13,999 Btu/h | #N/A | #N/A | #N/A | #N/A | #N/A | #N/A | #N/A | #N/A | #N/A | #N/A | #N/A | #N/A | #N/A | #N/A | #N/A | #N/A | #N/A | #N/A | #N/A
Bhojwani Wholesale | DS-10WACW | (3) Without reverse cycle, with louvered sides, and 8,000 to 13,999 Btu/h | 10000 | 12 | Yes | 11000 | 8000 | (3) Without reverse cycle, with louvered sides, and 8,000 to 13,999 Btu/h | #N/A | #N/A | #N/A | #N/A | #N/A | #N/A | #N/A | #N/A | #N/A | #N/A | #N/A | #N/A | #N/A | #N/A | #N/A | #N/A | #N/A | #N/A | #N/A
EQK | EATC10RE2A | (3) Without reverse cycle, with louvered sides, and 8,000 to 13,999 Btu/h | 10000 | 12 | No | 11000 | 8000 | (3) Without reverse cycle, with louvered sides, and 8,000 to 13,999 Btu/h | #N/A | #N/A | #N/A | #N/A | #N/A | #N/A | #N/A | #N/A | #N/A | #N/A | #N/A | #N/A | #N/A | #N/A | #N/A | #N/A | #N/A | #N/A | #N/A
GREE | GJC10BL-A6NRNC5H | (3) Without reverse cycle, with louvered sides, and 8,000 to 13,999 Btu/h | 10000 | 12 | No | 11000 | 8000 | (3) Without reverse cycle, with louvered sides, and 8,000 to 13,999 Btu/h | #N/A | #N/A | #N/A | #N/A | #N/A | #N/A | #N/A | #N/A | #N/A | #N/A | #N/A | #N/A | #N/A | #N/A | #N/A | #N/A | #N/A | #N/A | #N/A
GREE | GJC10BL-A6NRND2K | (3) Without reverse cycle, with louvered sides, and 8,000 to 13,999 Btu/h | 10000 | 12 | No | 11000 | 8000 | (3) Without reverse cycle, with louvered sides, and 8,000 to 13,999 Btu/h | #N/A | #N/A | #N/A | #N/A | #N/A | #N/A | #N/A | #N/A | #N/A | #N/A | #N/A | #N/A | #N/A | #N/A | #N/A | #N/A | #N/A | #N/A | #N/A
Honeywell | HAC10-B | (3) Without reverse cycle, with louvered sides, and 8,000 to 13,999 Btu/h | 10000 | 12 | No | 11000 | 8000 | (3) Without reverse cycle, with louvered sides, and 8,000 to 13,999 Btu/h | #N/A | #N/A | #N/A | #N/A | #N/A | #N/A | #N/A | #N/A | #N/A | #N/A | #N/A | #N/A | #N/A | #N/A | #N/A | #N/A | #N/A | #N/A | #N/A
COAST AIR | CEW101CS | (3) Without reverse cycle, with louvered sides, and 8,000 to 13,999 Btu/h | 10000 | 12 | No | 11000 | 8000 | (3) Without reverse cycle, with louvered sides, and 8,000 to 13,999 Btu/h | #N/A | #N/A | #N/A | #N/A | #N/A | #N/A | #N/A | #N/A | #N/A | #N/A | #N/A | #N/A | #N/A | #N/A | #N/A | #N/A | #N/A | #N/A | #N/A
Acekool | TWC-10CRD1/L0U(ES) | (3) Without reverse cycle, with louvered sides, and 8,000 to 13,999 Btu/h | 10000 | 12 | No | 11000 | 8000 | (3) Without reverse cycle, with louvered sides, and 8,000 to 13,999 Btu/h | #N/A | #N/A | #N/A | #N/A | #N/A | #N/A | #N/A | #N/A | #N/A | #N/A | #N/A | #N/A | #N/A | #N/A | #N/A | #N/A | #N/A | #N/A | #N/A
TCL | 10W3E1 | (3) Without reverse cycle, with louvered sides, and 8,000 to 13,999 Btu/h | 10000 | 12 | No | 11000 | 8000 | (3) Without reverse cycle, with louvered sides, and 8,000 to 13,999 Btu/h | #N/A | #N/A | #N/A | #N/A | #N/A | #N/A | #N/A | #N/A | #N/A | #N/A | #N/A | #N/A | #N/A | #N/A | #N/A | #N/A | #N/A | #N/A | #N/A
TCL | 10W3E1-A | (3) Without reverse cycle, with louvered sides, and 8,000 to 13,999 Btu/h | 10000 | 12 | No | 11000 | 8000 | (3) Without reverse cycle, with louvered sides, and 8,000 to 13,999 Btu/h | #N/A | #N/A | #N/A | #N/A | #N/A | #N/A | #N/A | #N/A | #N/A | #N/A | #N/A | #N/A | #N/A | #N/A | #N/A | #N/A | #N/A | #N/A | #N/A
TCL | 10W9E1 | (3) Without reverse cycle, with louvered sides, and 8,000 to 13,999 Btu/h | 10000 | 12 | Yes | 11000 | 8000 | (3) Without reverse cycle, with louvered sides, and 8,000 to 13,999 Btu/h | #N/A | #N/A | #N/A | #N/A | #N/A | #N/A | #N/A | #N/A | #N/A | #N/A | #N/A | #N/A | #N/A | #N/A | #N/A | #N/A | #N/A | #N/A | #N/A
Friedrich | KCS10A10A | (3) Without reverse cycle, with louvered sides, and 8,000 to 13,999 Btu/h | 10000 | 12 | No | 11000 | 8000 | (3) Without reverse cycle, with louvered sides, and 8,000 to 13,999 Btu/h | #N/A | #N/A | #N/A | #N/A | #N/A | #N/A | #N/A | #N/A | #N/A | #N/A | #N/A | #N/A | #N/A | #N/A | #N/A | #N/A | #N/A | #N/A | #N/A
LG | 206520616 | (3) Without reverse cycle, with louvered sides, and 8,000 to 13,999 Btu/h | 10000 | 12 | Yes | 11000 | 8000 | (3) Without reverse cycle, with louvered sides, and 8,000 to 13,999 Btu/h | #N/A | #N/A | #N/A | #N/A | #N/A | #N/A | #N/A | #N/A | #N/A | #N/A | #N/A | #N/A | #N/A | #N/A | #N/A | #N/A | #N/A | #N/A | #N/A
Frigidaire | FFRE103WAE | (3) Without reverse cycle, with louvered sides, and 8,000 to 13,999 Btu/h | 10000 | 12 | Yes | 11000 | 8000 | (3) Without reverse cycle, with louvered sides, and 8,000 to 13,999 Btu/h | #N/A | #N/A | #N/A | #N/A | #N/A | #N/A | #N/A | #N/A | #N/A | #N/A | #N/A | #N/A | #N/A | #N/A | #N/A | #N/A | #N/A | #N/A | #N/A
Frigidaire | FHWW103WBE | (3) Without reverse cycle, with louvered sides, and 8,000 to 13,999 Btu/h | 10000 | 12 | Yes | 11000 | 8000 | (3) Without reverse cycle, with louvered sides, and 8,000 to 13,999 Btu/h | #N/A | #N/A | #N/A | #N/A | #N/A | #N/A | #N/A | #N/A | #N/A | #N/A | #N/A | #N/A | #N/A | #N/A | #N/A | #N/A | #N/A | #N/A | #N/A
Frigidaire | FFRE1033S1 | (3) Without reverse cycle, with louvered sides, and 8,000 to 13,999 Btu/h | 10000 | 12 | No | 11000 | 8000 | (3) Without reverse cycle, with louvered sides, and 8,000 to 13,999 Btu/h | #N/A | #N/A | #N/A | #N/A | #N/A | #N/A | #N/A | #N/A | #N/A | #N/A | #N/A | #N/A | #N/A | #N/A | #N/A | #N/A | #N/A | #N/A | #N/A
Comfort Aire | RADS-101Q | (3) Without reverse cycle, with louvered sides, and 8,000 to 13,999 Btu/h | 10000 | 12 | Yes | 11000 | 8000 | (3) Without reverse cycle, with louvered sides, and 8,000 to 13,999 Btu/h | #N/A | #N/A | #N/A | #N/A | #N/A | #N/A | #N/A | #N/A | #N/A | #N/A | #N/A | #N/A | #N/A | #N/A | #N/A | #N/A | #N/A | #N/A | #N/A
Emerson Quiet Kool | EARC10RSE1H | (3) Without reverse cycle, with louvered sides, and 8,000 to 13,999 Btu/h | 10000 | 12 | Yes | 11000 | 8000 | (3) Without reverse cycle, with louvered sides, and 8,000 to 13,999 Btu/h | #N/A | #N/A | #N/A | #N/A | #N/A | #N/A | #N/A | #N/A | #N/A | #N/A | #N/A | #N/A | #N/A | #N/A | #N/A | #N/A | #N/A | #N/A | #N/A
Emerson Quiet Kool | EBRC10RE1H | (3) Without reverse cycle, with louvered sides, and 8,000 to 13,999 Btu/h | 10000 | 12 | Yes | 11000 | 8000 | (3) Without reverse cycle, with louvered sides, and 8,000 to 13,999 Btu/h | #N/A | #N/A | #N/A | #N/A | #N/A | #N/A | #N/A | #N/A | #N/A | #N/A | #N/A | #N/A | #N/A | #N/A | #N/A | #N/A | #N/A | #N/A | #N/A
EMERSON QUIET KOOL | EBRC10RE1H | (3) Without reverse cycle, with louvered sides, and 8,000 to 13,999 Btu/h | 10000 | 12 | Yes | 11000 | 8000 | (3) Without reverse cycle, with louvered sides, and 8,000 to 13,999 Btu/h | #N/A | #N/A | #N/A | #N/A | #N/A | #N/A | #N/A | #N/A | #N/A | #N/A | #N/A | #N/A | #N/A | #N/A | #N/A | #N/A | #N/A | #N/A | #N/A
EMERSON QUIET KOOL | EBRC10RSE1H | (3) Without reverse cycle, with louvered sides, and 8,000 to 13,999 Btu/h | 10000 | 12 | Yes | 11000 | 8000 | (3) Without reverse cycle, with louvered sides, and 8,000 to 13,999 Btu/h | #N/A | #N/A | #N/A | #N/A | #N/A | #N/A | #N/A | #N/A | #N/A | #N/A | #N/A | #N/A | #N/A | #N/A | #N/A | #N/A | #N/A | #N/A | #N/A
TECHVILLA | TE-AC001 | (3) Without reverse cycle, with louvered sides, and 8,000 to 13,999 Btu/h | 10000 | 12 | No | 11000 | 8000 | (3) Without reverse cycle, with louvered sides, and 8,000 to 13,999 Btu/h | #N/A | #N/A | #N/A | #N/A | #N/A | #N/A | #N/A | #N/A | #N/A | #N/A | #N/A | #N/A | #N/A | #N/A | #N/A | #N/A | #N/A | #N/A | #N/A
LG | LW1016ER | (3) Without reverse cycle, with louvered sides, and 8,000 to 13,999 Btu/h | 10000 | 12 | Yes | 11000 | 8000 | (3) Without reverse cycle, with louvered sides, and 8,000 to 13,999 Btu/h | #N/A | #N/A | #N/A | #N/A | #N/A | #N/A | #N/A | #N/A | #N/A | #N/A | #N/A | #N/A | #N/A | #N/A | #N/A | #N/A | #N/A | #N/A | #N/A
hOme | HME030341N | (3) Without reverse cycle, with louvered sides, and 8,000 to 13,999 Btu/h | 10000 | 12 | No | 11000 | 8000 | (3) Without reverse cycle, with louvered sides, and 8,000 to 13,999 Btu/h | #N/A | #N/A | #N/A | #N/A | #N/A | #N/A | #N/A | #N/A | #N/A | #N/A | #N/A | #N/A | #N/A | #N/A | #N/A | #N/A | #N/A | #N/A | #N/A
Seasons | SW10R1 | (3) Without reverse cycle, with louvered sides, and 8,000 to 13,999 Btu/h | 10000 | 12 | Yes | 11000 | 8000 | (3) Without reverse cycle, with louvered sides, and 8,000 to 13,999 Btu/h | #N/A | #N/A | #N/A | #N/A | #N/A | #N/A | #N/A | #N/A | #N/A | #N/A | #N/A | #N/A | #N/A | #N/A | #N/A | #N/A | #N/A | #N/A | #N/A
Perfect aire | 6PAC10000 | (3) Without reverse cycle, with louvered sides, and 8,000 to 13,999 Btu/h | 10000 | 12 | No | 11000 | 8000 | (3) Without reverse cycle, with louvered sides, and 8,000 to 13,999 Btu/h | #N/A | #N/A | #N/A | #N/A | #N/A | #N/A | #N/A | #N/A | #N/A | #N/A | #N/A | #N/A | #N/A | #N/A | #N/A | #N/A | #N/A | #N/A | #N/A
Homepointe | MWHUK-10CRN8-BCL0 | (3) Without reverse cycle, with louvered sides, and 8,000 to 13,999 Btu/h | 10000 | 12 | No | 11000 | 8000 | (3) Without reverse cycle, with louvered sides, and 8,000 to 13,999 Btu/h | #N/A | #N/A | #N/A | #N/A | #N/A | #N/A | #N/A | #N/A | #N/A | #N/A | #N/A | #N/A | #N/A | #N/A | #N/A | #N/A | #N/A | #N/A | #N/A
EQK | EATC10RSE2A | (3) Without reverse cycle, with louvered sides, and 8,000 to 13,999 Btu/h | 10000 | 12 | No | 11000 | 8000 | (3) Without reverse cycle, with louvered sides, and 8,000 to 13,999 Btu/h | #N/A | #N/A | #N/A | #N/A | #N/A | #N/A | #N/A | #N/A | #N/A | #N/A | #N/A | #N/A | #N/A | #N/A | #N/A | #N/A | #N/A | #N/A | #N/A
Honeywell | HAC10 | (3) Without reverse cycle, with louvered sides, and 8,000 to 13,999 Btu/h | 10000 | 12 | No | 11000 | 8000 | (3) Without reverse cycle, with louvered sides, and 8,000 to 13,999 Btu/h | #N/A | #N/A | #N/A | #N/A | #N/A | #N/A | #N/A | #N/A | #N/A | #N/A | #N/A | #N/A | #N/A | #N/A | #N/A | #N/A | #N/A | #N/A | #N/A
Sea Breeze | WA310YREX | (3) Without reverse cycle, with louvered sides, and 8,000 to 13,999 Btu/h | 10000 | 12 | No | 11000 | 8000 | (3) Without reverse cycle, with louvered sides, and 8,000 to 13,999 Btu/h | #N/A | #N/A | #N/A | #N/A | #N/A | #N/A | #N/A | #N/A | #N/A | #N/A | #N/A | #N/A | #N/A | #N/A | #N/A | #N/A | #N/A | #N/A | #N/A
Commercial cool | CWAM10W6C | (3) Without reverse cycle, with louvered sides, and 8,000 to 13,999 Btu/h | 10000 | 12 | No | 11000 | 8000 | (3) Without reverse cycle, with louvered sides, and 8,000 to 13,999 Btu/h | #N/A | #N/A | #N/A | #N/A | #N/A | #N/A | #N/A | #N/A | #N/A | #N/A | #N/A | #N/A | #N/A | #N/A | #N/A | #N/A | #N/A | #N/A | #N/A
hOme | HME030544N | (3) Without reverse cycle, with louvered sides, and 8,000 to 13,999 Btu/h | 10000 | 12 | Yes | 11000 | 8000 | (3) Without reverse cycle, with louvered sides, and 8,000 to 13,999 Btu/h | #N/A | #N/A | #N/A | #N/A | #N/A | #N/A | #N/A | #N/A | #N/A | #N/A | #N/A | #N/A | #N/A | #N/A | #N/A | #N/A | #N/A | #N/A | #N/A
FRIEDRICH | CCF10B10A | (3) Without reverse cycle, with louvered sides, and 8,000 to 13,999 Btu/h | 10000 | 12 | Yes | 11000 | 8000 | (3) Without reverse cycle, with louvered sides, and 8,000 to 13,999 Btu/h | #N/A | #N/A | #N/A | #N/A | #N/A | #N/A | #N/A | #N/A | #N/A | #N/A | #N/A | #N/A | #N/A | #N/A | #N/A | #N/A | #N/A | #N/A | #N/A
COOL-LIVING | AMAP101CW | (3) Without reverse cycle, with louvered sides, and 8,000 to 13,999 Btu/h | 10000 | 12 | Yes | 11000 | 8000 | (3) Without reverse cycle, with louvered sides, and 8,000 to 13,999 Btu/h | #N/A | #N/A | #N/A | #N/A | #N/A | #N/A | #N/A | #N/A | #N/A | #N/A | #N/A | #N/A | #N/A | #N/A | #N/A | #N/A | #N/A | #N/A | #N/A
Whirlpool | WHAW101CW | (3) Without reverse cycle, with louvered sides, and 8,000 to 13,999 Btu/h | 10000 | 12 | Yes | 11000 | 8000 | (3) Without reverse cycle, with louvered sides, and 8,000 to 13,999 Btu/h | #N/A | #N/A | #N/A | #N/A | #N/A | #N/A | #N/A | #N/A | #N/A | #N/A | #N/A | #N/A | #N/A | #N/A | #N/A | #N/A | #N/A | #N/A | #N/A
COOL-LIVING | CL-RAC10EWES-22 | (3) Without reverse cycle, with louvered sides, and 8,000 to 13,999 Btu/h | 10000 | 12 | Yes | 11000 | 8000 | (3) Without reverse cycle, with louvered sides, and 8,000 to 13,999 Btu/h | #N/A | #N/A | #N/A | #N/A | #N/A | #N/A | #N/A | #N/A | #N/A | #N/A | #N/A | #N/A | #N/A | #N/A | #N/A | #N/A | #N/A | #N/A | #N/A
norpole | NPRAC10KEWMZ2 | (3) Without reverse cycle, with louvered sides, and 8,000 to 13,999 Btu/h | 10000 | 12 | Yes | 11000 | 8000 | (3) Without reverse cycle, with louvered sides, and 8,000 to 13,999 Btu/h | #N/A | #N/A | #N/A | #N/A | #N/A | #N/A | #N/A | #N/A | #N/A | #N/A | #N/A | #N/A | #N/A | #N/A | #N/A | #N/A | #N/A | #N/A | #N/A
Coast air | CEW101CS | (3) Without reverse cycle, with louvered sides, and 8,000 to 13,999 Btu/h | 10000 | 12 | Yes | 11000 | 8000 | (3) Without reverse cycle, with louvered sides, and 8,000 to 13,999 Btu/h | #N/A | #N/A | #N/A | #N/A | #N/A | #N/A | #N/A | #N/A | #N/A | #N/A | #N/A | #N/A | #N/A | #N/A | #N/A | #N/A | #N/A | #N/A | #N/A
LG | LW1022ERSM | (3) Without reverse cycle, with louvered sides, and 8,000 to 13,999 Btu/h | 10000 | 12 | No | 11000 | 8000 | (3) Without reverse cycle, with louvered sides, and 8,000 to 13,999 Btu/h | #N/A | #N/A | #N/A | #N/A | #N/A | #N/A | #N/A | #N/A | #N/A | #N/A | #N/A | #N/A | #N/A | #N/A | #N/A | #N/A | #N/A | #N/A | #N/A
COSAT AIR | CEW101CS | (3) Without reverse cycle, with louvered sides, and 8,000 to 13,999 Btu/h | 10000 | 12 | No | 11000 | 8000 | (3) Without reverse cycle, with louvered sides, and 8,000 to 13,999 Btu/h | #N/A | #N/A | #N/A | #N/A | #N/A | #N/A | #N/A | #N/A | #N/A | #N/A | #N/A | #N/A | #N/A | #N/A | #N/A | #N/A | #N/A | #N/A | #N/A
FRIEDRICH | CCF10B10A | (3) Without reverse cycle, with louvered sides, and 8,000 to 13,999 Btu/h | 10000 | 12 | Yes | 11000 | 8000 | (3) Without reverse cycle, with louvered sides, and 8,000 to 13,999 Btu/h | #N/A | #N/A | #N/A | #N/A | #N/A | #N/A | #N/A | #N/A | #N/A | #N/A | #N/A | #N/A | #N/A | #N/A | #N/A | #N/A | #N/A | #N/A | #N/A
Frigidaire | FFRE103ZA1 | (3) Without reverse cycle, with louvered sides, and 8,000 to 13,999 Btu/h | 10200 | 12 | No | 11000 | 8000 | (3) Without reverse cycle, with louvered sides, and 8,000 to 13,999 Btu/h | #N/A | #N/A | #N/A | #N/A | #N/A | #N/A | #N/A | #N/A | #N/A | #N/A | #N/A | #N/A | #N/A | #N/A | #N/A | #N/A | #N/A | #N/A | #N/A
Frigidaire | FFRE1033U1E | (3) Without reverse cycle, with louvered sides, and 8,000 to 13,999 Btu/h | 10200 | 12 | No | 11000 | 8000 | (3) Without reverse cycle, with louvered sides, and 8,000 to 13,999 Btu/h | #N/A | #N/A | #N/A | #N/A | #N/A | #N/A | #N/A | #N/A | #N/A | #N/A | #N/A | #N/A | #N/A | #N/A | #N/A | #N/A | #N/A | #N/A | #N/A
Frigidaire | FFRE1033U1 | (3) Without reverse cycle, with louvered sides, and 8,000 to 13,999 Btu/h | 10200 | 12 | Yes | 11000 | 8000 | (3) Without reverse cycle, with louvered sides, and 8,000 to 13,999 Btu/h | #N/A | #N/A | #N/A | #N/A | #N/A | #N/A | #N/A | #N/A | #N/A | #N/A | #N/A | #N/A | #N/A | #N/A | #N/A | #N/A | #N/A | #N/A | #N/A
GE | AHH12AW** | (3) Without reverse cycle, with louvered sides, and 8,000 to 13,999 Btu/h | 11800 | 12 | Yes | 14000 | 11000 | (3) Without reverse cycle, with louvered sides, and 8,000 to 13,999 Btu/h | #N/A | #N/A | #N/A | #N/A | #N/A | #N/A | #N/A | #N/A | #N/A | #N/A | #N/A | #N/A | #N/A | #N/A | #N/A | #N/A | #N/A | #N/A | #N/A
TCL | 12W3E1 | (3) Without reverse cycle, with louvered sides, and 8,000 to 13,999 Btu/h | 12000 | 12 | Yes | 14000 | 11000 | (3) Without reverse cycle, with louvered sides, and 8,000 to 13,999 Btu/h | #N/A | #N/A | #N/A | #N/A | #N/A | #N/A | #N/A | #N/A | #N/A | #N/A | #N/A | #N/A | #N/A | #N/A | #N/A | #N/A | #N/A | #N/A | #N/A
TCL | 12W9E1-A | (3) Without reverse cycle, with louvered sides, and 8,000 to 13,999 Btu/h | 12000 | 12 | Yes | 14000 | 11000 | (3) Without reverse cycle, with louvered sides, and 8,000 to 13,999 Btu/h | #N/A | #N/A | #N/A | #N/A | #N/A | #N/A | #N/A | #N/A | #N/A | #N/A | #N/A | #N/A | #N/A | #N/A | #N/A | #N/A | #N/A | #N/A | #N/A
Friedrich | KCS12A30A | (3) Without reverse cycle, with louvered sides, and 8,000 to 13,999 Btu/h | 12000 | 12 | No | 14000 | 11000 | (3) Without reverse cycle, with louvered sides, and 8,000 to 13,999 Btu/h | #N/A | #N/A | #N/A | #N/A | #N/A | #N/A | #N/A | #N/A | #N/A | #N/A | #N/A | #N/A | #N/A | #N/A | #N/A | #N/A | #N/A | #N/A | #N/A
LG | 206520589 | (3) Without reverse cycle, with louvered sides, and 8,000 to 13,999 Btu/h | 12000 | 12 | No | 14000 | 11000 | (3) Without reverse cycle, with louvered sides, and 8,000 to 13,999 Btu/h | #N/A | #N/A | #N/A | #N/A | #N/A | #N/A | #N/A | #N/A | #N/A | #N/A | #N/A | #N/A | #N/A | #N/A | #N/A | #N/A | #N/A | #N/A | #N/A
Frigidaire | FHWW123WB1 | (3) Without reverse cycle, with louvered sides, and 8,000 to 13,999 Btu/h | 12000 | 12 | Yes | 14000 | 11000 | (3) Without reverse cycle, with louvered sides, and 8,000 to 13,999 Btu/h | #N/A | #N/A | #N/A | #N/A | #N/A | #N/A | #N/A | #N/A | #N/A | #N/A | #N/A | #N/A | #N/A | #N/A | #N/A | #N/A | #N/A | #N/A | #N/A
Frigidaire | FHWW123WBE | (3) Without reverse cycle, with louvered sides, and 8,000 to 13,999 Btu/h | 12000 | 12 | Yes | 14000 | 11000 | (3) Without reverse cycle, with louvered sides, and 8,000 to 13,999 Btu/h | #N/A | #N/A | #N/A | #N/A | #N/A | #N/A | #N/A | #N/A | #N/A | #N/A | #N/A | #N/A | #N/A | #N/A | #N/A | #N/A | #N/A | #N/A | #N/A
MAGNAVOX | WW-12ESNMAG | (3) Without reverse cycle, with louvered sides, and 8,000 to 13,999 Btu/h | 12000 | 12 | Yes | 14000 | 11000 | (3) Without reverse cycle, with louvered sides, and 8,000 to 13,999 Btu/h | #N/A | #N/A | #N/A | #N/A | #N/A | #N/A | #N/A | #N/A | #N/A | #N/A | #N/A | #N/A | #N/A | #N/A | #N/A | #N/A | #N/A | #N/A | #N/A
Comfort Aire | RADS-121R | (3) Without reverse cycle, with louvered sides, and 8,000 to 13,999 Btu/h | 12000 | 12 | No | 14000 | 11000 | (3) Without reverse cycle, with louvered sides, and 8,000 to 13,999 Btu/h | #N/A | #N/A | #N/A | #N/A | #N/A | #N/A | #N/A | #N/A | #N/A | #N/A | #N/A | #N/A | #N/A | #N/A | #N/A | #N/A | #N/A | #N/A | #N/A
Coast Air | CEW121BS | (3) Without reverse cycle, with louvered sides, and 8,000 to 13,999 Btu/h | 12000 | 12 | No | 14000 | 11000 | (3) Without reverse cycle, with louvered sides, and 8,000 to 13,999 Btu/h | #N/A | #N/A | #N/A | #N/A | #N/A | #N/A | #N/A | #N/A | #N/A | #N/A | #N/A | #N/A | #N/A | #N/A | #N/A | #N/A | #N/A | #N/A | #N/A
Arctic King | KAW12R1BWT | (3) Without reverse cycle, with louvered sides, and 8,000 to 13,999 Btu/h | 12000 | 12 | Yes | 14000 | 11000 | (3) Without reverse cycle, with louvered sides, and 8,000 to 13,999 Btu/h | #N/A | #N/A | #N/A | #N/A | #N/A | #N/A | #N/A | #N/A | #N/A | #N/A | #N/A | #N/A | #N/A | #N/A | #N/A | #N/A | #N/A | #N/A | #N/A
Danby | DAC120EB7WDB | (3) Without reverse cycle, with louvered sides, and 8,000 to 13,999 Btu/h | 12000 | 12 | Yes | 14000 | 11000 | (3) Without reverse cycle, with louvered sides, and 8,000 to 13,999 Btu/h | #N/A | #N/A | #N/A | #N/A | #N/A | #N/A | #N/A | #N/A | #N/A | #N/A | #N/A | #N/A | #N/A | #N/A | #N/A | #N/A | #N/A | #N/A | #N/A
Emerson Quiet Kool | EBRC12RE1H | (3) Without reverse cycle, with louvered sides, and 8,000 to 13,999 Btu/h | 12000 | 12 | Yes | 14000 | 11000 | (3) Without reverse cycle, with louvered sides, and 8,000 to 13,999 Btu/h | #N/A | #N/A | #N/A | #N/A | #N/A | #N/A | #N/A | #N/A | #N/A | #N/A | #N/A | #N/A | #N/A | #N/A | #N/A | #N/A | #N/A | #N/A | #N/A
EMERSON QUIET KOOL | EBRC12RSE1H | (3) Without reverse cycle, with louvered sides, and 8,000 to 13,999 Btu/h | 12000 | 12 | No | 14000 | 11000 | (3) Without reverse cycle, with louvered sides, and 8,000 to 13,999 Btu/h | #N/A | #N/A | #N/A | #N/A | #N/A | #N/A | #N/A | #N/A | #N/A | #N/A | #N/A | #N/A | #N/A | #N/A | #N/A | #N/A | #N/A | #N/A | #N/A
Hisense | AW1221CW1W | (3) Without reverse cycle, with louvered sides, and 8,000 to 13,999 Btu/h | 12000 | 12 | No | 14000 | 11000 | (3) Without reverse cycle, with louvered sides, and 8,000 to 13,999 Btu/h | #N/A | #N/A | #N/A | #N/A | #N/A | #N/A | #N/A | #N/A | #N/A | #N/A | #N/A | #N/A | #N/A | #N/A | #N/A | #N/A | #N/A | #N/A | #N/A
Hisense | AW-12CW1RWGUE10 | (3) Without reverse cycle, with louvered sides, and 8,000 to 13,999 Btu/h | 12000 | 12 | Yes | 14000 | 11000 | (3) Without reverse cycle, with louvered sides, and 8,000 to 13,999 Btu/h | #N/A | #N/A | #N/A | #N/A | #N/A | #N/A | #N/A | #N/A | #N/A | #N/A | #N/A | #N/A | #N/A | #N/A | #N/A | #N/A | #N/A | #N/A | #N/A
HISENSE | AW-12CR1RWGUE15 | (3) Without reverse cycle, with louvered sides, and 8,000 to 13,999 Btu/h | 12000 | 12 | No | 14000 | 11000 | (3) Without reverse cycle, with louvered sides, and 8,000 to 13,999 Btu/h | #N/A | #N/A | #N/A | #N/A | #N/A | #N/A | #N/A | #N/A | #N/A | #N/A | #N/A | #N/A | #N/A | #N/A | #N/A | #N/A | #N/A | #N/A | #N/A
Kenmore Elite | 580.7713 | (3) Without reverse cycle, with louvered sides, and 8,000 to 13,999 Btu/h | 12000 | 12 | No | 14000 | 11000 | (3) Without reverse cycle, with louvered sides, and 8,000 to 13,999 Btu/h | #N/A | #N/A | #N/A | #N/A | #N/A | #N/A | #N/A | #N/A | #N/A | #N/A | #N/A | #N/A | #N/A | #N/A | #N/A | #N/A | #N/A | #N/A | #N/A
LG | LW1216ER | (3) Without reverse cycle, with louvered sides, and 8,000 to 13,999 Btu/h | 12000 | 12 | Yes | 14000 | 11000 | (3) Without reverse cycle, with louvered sides, and 8,000 to 13,999 Btu/h | #N/A | #N/A | #N/A | #N/A | #N/A | #N/A | #N/A | #N/A | #N/A | #N/A | #N/A | #N/A | #N/A | #N/A | #N/A | #N/A | #N/A | #N/A | #N/A
Seasons | SW12R1 | (3) Without reverse cycle, with louvered sides, and 8,000 to 13,999 Btu/h | 12000 | 12 | No | 14000 | 11000 | (3) Without reverse cycle, with louvered sides, and 8,000 to 13,999 Btu/h | #N/A | #N/A | #N/A | #N/A | #N/A | #N/A | #N/A | #N/A | #N/A | #N/A | #N/A | #N/A | #N/A | #N/A | #N/A | #N/A | #N/A | #N/A | #N/A
Garrison | 311410573 | (3) Without reverse cycle, with louvered sides, and 8,000 to 13,999 Btu/h | 12000 | 12 | No | 14000 | 11000 | (3) Without reverse cycle, with louvered sides, and 8,000 to 13,999 Btu/h | #N/A | #N/A | #N/A | #N/A | #N/A | #N/A | #N/A | #N/A | #N/A | #N/A | #N/A | #N/A | #N/A | #N/A | #N/A | #N/A | #N/A | #N/A | #N/A
Commercial cool | CC12WT | (3) Without reverse cycle, with louvered sides, and 8,000 to 13,999 Btu/h | 12000 | 12 | Yes | 14000 | 11000 | (3) Without reverse cycle, with louvered sides, and 8,000 to 13,999 Btu/h | #N/A | #N/A | #N/A | #N/A | #N/A | #N/A | #N/A | #N/A | #N/A | #N/A | #N/A | #N/A | #N/A | #N/A | #N/A | #N/A | #N/A | #N/A | #N/A
DELLA | 048-TL-WAC12K32 | (3) Without reverse cycle, with louvered sides, and 8,000 to 13,999 Btu/h | 12000 | 12 | Yes | 14000 | 11000 | (3) Without reverse cycle, with louvered sides, and 8,000 to 13,999 Btu/h | #N/A | #N/A | #N/A | #N/A | #N/A | #N/A | #N/A | #N/A | #N/A | #N/A | #N/A | #N/A | #N/A | #N/A | #N/A | #N/A | #N/A | #N/A | #N/A
Honeywell | HAC12 | (3) Without reverse cycle, with louvered sides, and 8,000 to 13,999 Btu/h | 12000 | 12 | Yes | 14000 | 11000 | (3) Without reverse cycle, with louvered sides, and 8,000 to 13,999 Btu/h | #N/A | #N/A | #N/A | #N/A | #N/A | #N/A | #N/A | #N/A | #N/A | #N/A | #N/A | #N/A | #N/A | #N/A | #N/A | #N/A | #N/A | #N/A | #N/A
Sea Breeze | WA312YREX | (3) Without reverse cycle, with louvered sides, and 8,000 to 13,999 Btu/h | 12000 | 12 | Yes | 14000 | 11000 | (3) Without reverse cycle, with louvered sides, and 8,000 to 13,999 Btu/h | #N/A | #N/A | #N/A | #N/A | #N/A | #N/A | #N/A | #N/A | #N/A | #N/A | #N/A | #N/A | #N/A | #N/A | #N/A | #N/A | #N/A | #N/A | #N/A
BLACK+DECKER | BD12WT6 | (3) Without reverse cycle, with louvered sides, and 8,000 to 13,999 Btu/h | 12000 | 12 | Yes | 14000 | 11000 | (3) Without reverse cycle, with louvered sides, and 8,000 to 13,999 Btu/h | #N/A | #N/A | #N/A | #N/A | #N/A | #N/A | #N/A | #N/A | #N/A | #N/A | #N/A | #N/A | #N/A | #N/A | #N/A | #N/A | #N/A | #N/A | #N/A
LG | 3613698 | (3) Without reverse cycle, with louvered sides, and 8,000 to 13,999 Btu/h | 12000 | 12 | No | 14000 | 11000 | (3) Without reverse cycle, with louvered sides, and 8,000 to 13,999 Btu/h | #N/A | #N/A | #N/A | #N/A | #N/A | #N/A | #N/A | #N/A | #N/A | #N/A | #N/A | #N/A | #N/A | #N/A | #N/A | #N/A | #N/A | #N/A | #N/A
LG | 3613704 | (3) Without reverse cycle, with louvered sides, and 8,000 to 13,999 Btu/h | 12000 | 12 | Yes | 14000 | 11000 | (3) Without reverse cycle, with louvered sides, and 8,000 to 13,999 Btu/h | #N/A | #N/A | #N/A | #N/A | #N/A | #N/A | #N/A | #N/A | #N/A | #N/A | #N/A | #N/A | #N/A | #N/A | #N/A | #N/A | #N/A | #N/A | #N/A
LG | LW1222ERSM | (3) Without reverse cycle, with louvered sides, and 8,000 to 13,999 Btu/h | 12000 | 12 | Yes | 14000 | 11000 | (3) Without reverse cycle, with louvered sides, and 8,000 to 13,999 Btu/h | #N/A | #N/A | #N/A | #N/A | #N/A | #N/A | #N/A | #N/A | #N/A | #N/A | #N/A | #N/A | #N/A | #N/A | #N/A | #N/A | #N/A | #N/A | #N/A
TCL | 12W3E1-A | (3) Without reverse cycle, with louvered sides, and 8,000 to 13,999 Btu/h | 12000 | 12 | No | 14000 | 11000 | (3) Without reverse cycle, with louvered sides, and 8,000 to 13,999 Btu/h | #N/A | #N/A | #N/A | #N/A | #N/A | #N/A | #N/A | #N/A | #N/A | #N/A | #N/A | #N/A | #N/A | #N/A | #N/A | #N/A | #N/A | #N/A | #N/A
Friedrich | KCS12A10A | (3) Without reverse cycle, with louvered sides, and 8,000 to 13,999 Btu/h | 12000 | 12 | No | 14000 | 11000 | (3) Without reverse cycle, with louvered sides, and 8,000 to 13,999 Btu/h | #N/A | #N/A | #N/A | #N/A | #N/A | #N/A | #N/A | #N/A | #N/A | #N/A | #N/A | #N/A | #N/A | #N/A | #N/A | #N/A | #N/A | #N/A | #N/A
Keystone | KSTAW12CE | (3) Without reverse cycle, with louvered sides, and 8,000 to 13,999 Btu/h | 12000 | 12 | No | 14000 | 11000 | (3) Without reverse cycle, with louvered sides, and 8,000 to 13,999 Btu/h | #N/A | #N/A | #N/A | #N/A | #N/A | #N/A | #N/A | #N/A | #N/A | #N/A | #N/A | #N/A | #N/A | #N/A | #N/A | #N/A | #N/A | #N/A | #N/A
Midea | MAW12R1BWT | (3) Without reverse cycle, with louvered sides, and 8,000 to 13,999 Btu/h | 12000 | 12 | Yes | 14000 | 11000 | (3) Without reverse cycle, with louvered sides, and 8,000 to 13,999 Btu/h | #N/A | #N/A | #N/A | #N/A | #N/A | #N/A | #N/A | #N/A | #N/A | #N/A | #N/A | #N/A | #N/A | #N/A | #N/A | #N/A | #N/A | #N/A | #N/A
Danby | DAC120EB1WDB-6 | (3) Without reverse cycle, with louvered sides, and 8,000 to 13,999 Btu/h | 12000 | 12 | No | 14000 | 11000 | (3) Without reverse cycle, with louvered sides, and 8,000 to 13,999 Btu/h | #N/A | #N/A | #N/A | #N/A | #N/A | #N/A | #N/A | #N/A | #N/A | #N/A | #N/A | #N/A | #N/A | #N/A | #N/A | #N/A | #N/A | #N/A | #N/A
Danby | DAC120B6WDB-6 | (3) Without reverse cycle, with louvered sides, and 8,000 to 13,999 Btu/h | 12000 | 12 | No | 14000 | 11000 | (3) Without reverse cycle, with louvered sides, and 8,000 to 13,999 Btu/h | #N/A | #N/A | #N/A | #N/A | #N/A | #N/A | #N/A | #N/A | #N/A | #N/A | #N/A | #N/A | #N/A | #N/A | #N/A | #N/A | #N/A | #N/A | #N/A
Emerson Quiet Kool | EBRC12RSE1H | (3) Without reverse cycle, with louvered sides, and 8,000 to 13,999 Btu/h | 12000 | 12 | No | 14000 | 11000 | (3) Without reverse cycle, with louvered sides, and 8,000 to 13,999 Btu/h | #N/A | #N/A | #N/A | #N/A | #N/A | #N/A | #N/A | #N/A | #N/A | #N/A | #N/A | #N/A | #N/A | #N/A | #N/A | #N/A | #N/A | #N/A | #N/A
Emerson Quiet Kool | EARC12RE1H | (3) Without reverse cycle, with louvered sides, and 8,000 to 13,999 Btu/h | 12000 | 12 | No | 14000 | 11000 | (3) Without reverse cycle, with louvered sides, and 8,000 to 13,999 Btu/h | #N/A | #N/A | #N/A | #N/A | #N/A | #N/A | #N/A | #N/A | #N/A | #N/A | #N/A | #N/A | #N/A | #N/A | #N/A | #N/A | #N/A | #N/A | #N/A
Emerson Quiet Kool | EARC12RSE1H | (3) Without reverse cycle, with louvered sides, and 8,000 to 13,999 Btu/h | 12000 | 12 | Yes | 14000 | 11000 | (3) Without reverse cycle, with louvered sides, and 8,000 to 13,999 Btu/h | #N/A | #N/A | #N/A | #N/A | #N/A | #N/A | #N/A | #N/A | #N/A | #N/A | #N/A | #N/A | #N/A | #N/A | #N/A | #N/A | #N/A | #N/A | #N/A
Hisense | AW-12CR1RWGUE15 | (3) Without reverse cycle, with louvered sides, and 8,000 to 13,999 Btu/h | 12000 | 12 | No | 14000 | 11000 | (3) Without reverse cycle, with louvered sides, and 8,000 to 13,999 Btu/h | #N/A | #N/A | #N/A | #N/A | #N/A | #N/A | #N/A | #N/A | #N/A | #N/A | #N/A | #N/A | #N/A | #N/A | #N/A | #N/A | #N/A | #N/A | #N/A
HISENSE | AW-12CW1RWGUE10 | (3) Without reverse cycle, with louvered sides, and 8,000 to 13,999 Btu/h | 12000 | 12 | No | 14000 | 11000 | (3) Without reverse cycle, with louvered sides, and 8,000 to 13,999 Btu/h | #N/A | #N/A | #N/A | #N/A | #N/A | #N/A | #N/A | #N/A | #N/A | #N/A | #N/A | #N/A | #N/A | #N/A | #N/A | #N/A | #N/A | #N/A | #N/A
LG | LW1217ERSM | (3) Without reverse cycle, with louvered sides, and 8,000 to 13,999 Btu/h | 12000 | 12 | No | 14000 | 11000 | (3) Without reverse cycle, with louvered sides, and 8,000 to 13,999 Btu/h | #N/A | #N/A | #N/A | #N/A | #N/A | #N/A | #N/A | #N/A | #N/A | #N/A | #N/A | #N/A | #N/A | #N/A | #N/A | #N/A | #N/A | #N/A | #N/A
LG | LW1222ERSM | (3) Without reverse cycle, with louvered sides, and 8,000 to 13,999 Btu/h | 12000 | 12 | No | 14000 | 11000 | (3) Without reverse cycle, with louvered sides, and 8,000 to 13,999 Btu/h | #N/A | #N/A | #N/A | #N/A | #N/A | #N/A | #N/A | #N/A | #N/A | #N/A | #N/A | #N/A | #N/A | #N/A | #N/A | #N/A | #N/A | #N/A | #N/A
Friedrich | CP12G10B | (3) Without reverse cycle, with louvered sides, and 8,000 to 13,999 Btu/h | 12000 | 12 | Yes | 14000 | 11000 | (3) Without reverse cycle, with louvered sides, and 8,000 to 13,999 Btu/h | #N/A | #N/A | #N/A | #N/A | #N/A | #N/A | #N/A | #N/A | #N/A | #N/A | #N/A | #N/A | #N/A | #N/A | #N/A | #N/A | #N/A | #N/A | #N/A
hOme | HME030342N | (3) Without reverse cycle, with louvered sides, and 8,000 to 13,999 Btu/h | 12000 | 12 | Yes | 14000 | 11000 | (3) Without reverse cycle, with louvered sides, and 8,000 to 13,999 Btu/h | #N/A | #N/A | #N/A | #N/A | #N/A | #N/A | #N/A | #N/A | #N/A | #N/A | #N/A | #N/A | #N/A | #N/A | #N/A | #N/A | #N/A | #N/A | #N/A
DELLA | 048-TL-W12KW | (3) Without reverse cycle, with louvered sides, and 8,000 to 13,999 Btu/h | 12000 | 12 | No | 14000 | 11000 | (3) Without reverse cycle, with louvered sides, and 8,000 to 13,999 Btu/h | #N/A | #N/A | #N/A | #N/A | #N/A | #N/A | #N/A | #N/A | #N/A | #N/A | #N/A | #N/A | #N/A | #N/A | #N/A | #N/A | #N/A | #N/A | #N/A
GREE | GJC12BR-A6NRND2D | (3) Without reverse cycle, with louvered sides, and 8,000 to 13,999 Btu/h | 12000 | 12 | No | 14000 | 11000 | (3) Without reverse cycle, with louvered sides, and 8,000 to 13,999 Btu/h | #N/A | #N/A | #N/A | #N/A | #N/A | #N/A | #N/A | #N/A | #N/A | #N/A | #N/A | #N/A | #N/A | #N/A | #N/A | #N/A | #N/A | #N/A | #N/A
hOme | HME030545N | (3) Without reverse cycle, with louvered sides, and 8,000 to 13,999 Btu/h | 12000 | 12 | No | 14000 | 11000 | (3) Without reverse cycle, with louvered sides, and 8,000 to 13,999 Btu/h | #N/A | #N/A | #N/A | #N/A | #N/A | #N/A | #N/A | #N/A | #N/A | #N/A | #N/A | #N/A | #N/A | #N/A | #N/A | #N/A | #N/A | #N/A | #N/A
COSAT AIR | CEW121CS | (3) Without reverse cycle, with louvered sides, and 8,000 to 13,999 Btu/h | 12000 | 12 | No | 14000 | 11000 | (3) Without reverse cycle, with louvered sides, and 8,000 to 13,999 Btu/h | #N/A | #N/A | #N/A | #N/A | #N/A | #N/A | #N/A | #N/A | #N/A | #N/A | #N/A | #N/A | #N/A | #N/A | #N/A | #N/A | #N/A | #N/A | #N/A
FRIEDRICH | CCF12B10A | (3) Without reverse cycle, with louvered sides, and 8,000 to 13,999 Btu/h | 12000 | 12 | No | 14000 | 11000 | (3) Without reverse cycle, with louvered sides, and 8,000 to 13,999 Btu/h | #N/A | #N/A | #N/A | #N/A | #N/A | #N/A | #N/A | #N/A | #N/A | #N/A | #N/A | #N/A | #N/A | #N/A | #N/A | #N/A | #N/A | #N/A | #N/A
TCL | 12W9E1 | (3) Without reverse cycle, with louvered sides, and 8,000 to 13,999 Btu/h | 12000 | 12 | No | 14000 | 11000 | (3) Without reverse cycle, with louvered sides, and 8,000 to 13,999 Btu/h | #N/A | #N/A | #N/A | #N/A | #N/A | #N/A | #N/A | #N/A | #N/A | #N/A | #N/A | #N/A | #N/A | #N/A | #N/A | #N/A | #N/A | #N/A | #N/A
LG | 300422888 | (3) Without reverse cycle, with louvered sides, and 8,000 to 13,999 Btu/h | 12000 | 12 | Yes | 14000 | 11000 | (3) Without reverse cycle, with louvered sides, and 8,000 to 13,999 Btu/h | #N/A | #N/A | #N/A | #N/A | #N/A | #N/A | #N/A | #N/A | #N/A | #N/A | #N/A | #N/A | #N/A | #N/A | #N/A | #N/A | #N/A | #N/A | #N/A
LG | 1006876066 | (3) Without reverse cycle, with louvered sides, and 8,000 to 13,999 Btu/h | 12000 | 12 | Yes | 14000 | 11000 | (3) Without reverse cycle, with louvered sides, and 8,000 to 13,999 Btu/h | #N/A | #N/A | #N/A | #N/A | #N/A | #N/A | #N/A | #N/A | #N/A | #N/A | #N/A | #N/A | #N/A | #N/A | #N/A | #N/A | #N/A | #N/A | #N/A
Breeze33 | BZ3312WAC1 | (3) Without reverse cycle, with louvered sides, and 8,000 to 13,999 Btu/h | 12000 | 12 | Yes | 14000 | 11000 | (3) Without reverse cycle, with louvered sides, and 8,000 to 13,999 Btu/h | #N/A | #N/A | #N/A | #N/A | #N/A | #N/A | #N/A | #N/A | #N/A | #N/A | #N/A | #N/A | #N/A | #N/A | #N/A | #N/A | #N/A | #N/A | #N/A
Koldfront | WAC12003WCO | (3) Without reverse cycle, with louvered sides, and 8,000 to 13,999 Btu/h | 12000 | 12 | Yes | 14000 | 11000 | (3) Without reverse cycle, with louvered sides, and 8,000 to 13,999 Btu/h | #N/A | #N/A | #N/A | #N/A | #N/A | #N/A | #N/A | #N/A | #N/A | #N/A | #N/A | #N/A | #N/A | #N/A | #N/A | #N/A | #N/A | #N/A | #N/A
Frigidaire | FFRE123WAE | (3) Without reverse cycle, with louvered sides, and 8,000 to 13,999 Btu/h | 12000 | 12 | Yes | 14000 | 11000 | (3) Without reverse cycle, with louvered sides, and 8,000 to 13,999 Btu/h | #N/A | #N/A | #N/A | #N/A | #N/A | #N/A | #N/A | #N/A | #N/A | #N/A | #N/A | #N/A | #N/A | #N/A | #N/A | #N/A | #N/A | #N/A | #N/A
Frigidaire | FFRE123WA1 | (3) Without reverse cycle, with louvered sides, and 8,000 to 13,999 Btu/h | 12000 | 12 | No | 14000 | 11000 | (3) Without reverse cycle, with louvered sides, and 8,000 to 13,999 Btu/h | #N/A | #N/A | #N/A | #N/A | #N/A | #N/A | #N/A | #N/A | #N/A | #N/A | #N/A | #N/A | #N/A | #N/A | #N/A | #N/A | #N/A | #N/A | #N/A
Frigidaire Gallery | FGRC124WAE | (3) Without reverse cycle, with louvered sides, and 8,000 to 13,999 Btu/h | 12000 | 12 | Yes | 14000 | 11000 | (3) Without reverse cycle, with louvered sides, and 8,000 to 13,999 Btu/h | #N/A | #N/A | #N/A | #N/A | #N/A | #N/A | #N/A | #N/A | #N/A | #N/A | #N/A | #N/A | #N/A | #N/A | #N/A | #N/A | #N/A | #N/A | #N/A
Frigidaire Gallery | FGRC124WA1 | (3) Without reverse cycle, with louvered sides, and 8,000 to 13,999 Btu/h | 12000 | 12 | No | 14000 | 11000 | (3) Without reverse cycle, with louvered sides, and 8,000 to 13,999 Btu/h | #N/A | #N/A | #N/A | #N/A | #N/A | #N/A | #N/A | #N/A | #N/A | #N/A | #N/A | #N/A | #N/A | #N/A | #N/A | #N/A | #N/A | #N/A | #N/A
Frigidaire | FFRE1233S1 | (3) Without reverse cycle, with louvered sides, and 8,000 to 13,999 Btu/h | 12000 | 12 | No | 14000 | 11000 | (3) Without reverse cycle, with louvered sides, and 8,000 to 13,999 Btu/h | #N/A | #N/A | #N/A | #N/A | #N/A | #N/A | #N/A | #N/A | #N/A | #N/A | #N/A | #N/A | #N/A | #N/A | #N/A | #N/A | #N/A | #N/A | #N/A
Frigidaire | FFRE1233S1E | (3) Without reverse cycle, with louvered sides, and 8,000 to 13,999 Btu/h | 12000 | 12 | Yes | 14000 | 11000 | (3) Without reverse cycle, with louvered sides, and 8,000 to 13,999 Btu/h | #N/A | #N/A | #N/A | #N/A | #N/A | #N/A | #N/A | #N/A | #N/A | #N/A | #N/A | #N/A | #N/A | #N/A | #N/A | #N/A | #N/A | #N/A | #N/A
Impecca | IWA12-KS30 | (3) Without reverse cycle, with louvered sides, and 8,000 to 13,999 Btu/h | 12000 | 12 | No | 14000 | 11000 | (3) Without reverse cycle, with louvered sides, and 8,000 to 13,999 Btu/h | #N/A | #N/A | #N/A | #N/A | #N/A | #N/A | #N/A | #N/A | #N/A | #N/A | #N/A | #N/A | #N/A | #N/A | #N/A | #N/A | #N/A | #N/A | #N/A
Norpole | NPRAC12KEWMZ1 | (3) Without reverse cycle, with louvered sides, and 8,000 to 13,999 Btu/h | 12000 | 12 | No | 14000 | 11000 | (3) Without reverse cycle, with louvered sides, and 8,000 to 13,999 Btu/h | #N/A | #N/A | #N/A | #N/A | #N/A | #N/A | #N/A | #N/A | #N/A | #N/A | #N/A | #N/A | #N/A | #N/A | #N/A | #N/A | #N/A | #N/A | #N/A
Ocean Breeze | OBZ-12WESN | (3) Without reverse cycle, with louvered sides, and 8,000 to 13,999 Btu/h | 12000 | 12 | Yes | 14000 | 11000 | (3) Without reverse cycle, with louvered sides, and 8,000 to 13,999 Btu/h | #N/A | #N/A | #N/A | #N/A | #N/A | #N/A | #N/A | #N/A | #N/A | #N/A | #N/A | #N/A | #N/A | #N/A | #N/A | #N/A | #N/A | #N/A | #N/A
Ocean Breeze | OBZ-12ESN3 | (3) Without reverse cycle, with louvered sides, and 8,000 to 13,999 Btu/h | 12000 | 12 | Yes | 14000 | 11000 | (3) Without reverse cycle, with louvered sides, and 8,000 to 13,999 Btu/h | #N/A | #N/A | #N/A | #N/A | #N/A | #N/A | #N/A | #N/A | #N/A | #N/A | #N/A | #N/A | #N/A | #N/A | #N/A | #N/A | #N/A | #N/A | #N/A
Coast Air | CEW121CS | (3) Without reverse cycle, with louvered sides, and 8,000 to 13,999 Btu/h | 12000 | 12 | Yes | 14000 | 11000 | (3) Without reverse cycle, with louvered sides, and 8,000 to 13,999 Btu/h | #N/A | #N/A | #N/A | #N/A | #N/A | #N/A | #N/A | #N/A | #N/A | #N/A | #N/A | #N/A | #N/A | #N/A | #N/A | #N/A | #N/A | #N/A | #N/A
Comfort Aire | RADS-121Q | (3) Without reverse cycle, with louvered sides, and 8,000 to 13,999 Btu/h | 12000 | 12 | Yes | 14000 | 11000 | (3) Without reverse cycle, with louvered sides, and 8,000 to 13,999 Btu/h | #N/A | #N/A | #N/A | #N/A | #N/A | #N/A | #N/A | #N/A | #N/A | #N/A | #N/A | #N/A | #N/A | #N/A | #N/A | #N/A | #N/A | #N/A | #N/A
Danby | DAC120EB9WDB-6 | (3) Without reverse cycle, with louvered sides, and 8,000 to 13,999 Btu/h | 12000 | 12 | Yes | 14000 | 11000 | (3) Without reverse cycle, with louvered sides, and 8,000 to 13,999 Btu/h | #N/A | #N/A | #N/A | #N/A | #N/A | #N/A | #N/A | #N/A | #N/A | #N/A | #N/A | #N/A | #N/A | #N/A | #N/A | #N/A | #N/A | #N/A | #N/A
Danby | DAC120EB8WDB | (3) Without reverse cycle, with louvered sides, and 8,000 to 13,999 Btu/h | 12000 | 12 | Yes | 14000 | 11000 | (3) Without reverse cycle, with louvered sides, and 8,000 to 13,999 Btu/h | #N/A | #N/A | #N/A | #N/A | #N/A | #N/A | #N/A | #N/A | #N/A | #N/A | #N/A | #N/A | #N/A | #N/A | #N/A | #N/A | #N/A | #N/A | #N/A
Danby | DAC120EB6WDB-6 | (3) Without reverse cycle, with louvered sides, and 8,000 to 13,999 Btu/h | 12000 | 12 | Yes | 14000 | 11000 | (3) Without reverse cycle, with louvered sides, and 8,000 to 13,999 Btu/h | #N/A | #N/A | #N/A | #N/A | #N/A | #N/A | #N/A | #N/A | #N/A | #N/A | #N/A | #N/A | #N/A | #N/A | #N/A | #N/A | #N/A | #N/A | #N/A
Danby | DAC120B5WDB-6 | (3) Without reverse cycle, with louvered sides, and 8,000 to 13,999 Btu/h | 12000 | 12 | Yes | 14000 | 11000 | (3) Without reverse cycle, with louvered sides, and 8,000 to 13,999 Btu/h | #N/A | #N/A | #N/A | #N/A | #N/A | #N/A | #N/A | #N/A | #N/A | #N/A | #N/A | #N/A | #N/A | #N/A | #N/A | #N/A | #N/A | #N/A | #N/A
EMERSON QUIET KOOL | EARC12RSE1H | (3) Without reverse cycle, with louvered sides, and 8,000 to 13,999 Btu/h | 12000 | 12 | Yes | 14000 | 11000 | (3) Without reverse cycle, with louvered sides, and 8,000 to 13,999 Btu/h | #N/A | #N/A | #N/A | #N/A | #N/A | #N/A | #N/A | #N/A | #N/A | #N/A | #N/A | #N/A | #N/A | #N/A | #N/A | #N/A | #N/A | #N/A | #N/A
EMERSON QUIET KOOL | EBRC12RE1H | (3) Without reverse cycle, with louvered sides, and 8,000 to 13,999 Btu/h | 12000 | 12 | Yes | 14000 | 11000 | (3) Without reverse cycle, with louvered sides, and 8,000 to 13,999 Btu/h | #N/A | #N/A | #N/A | #N/A | #N/A | #N/A | #N/A | #N/A | #N/A | #N/A | #N/A | #N/A | #N/A | #N/A | #N/A | #N/A | #N/A | #N/A | #N/A
EMERSON QUIET KOOL | EARC12RE1H | (3) Without reverse cycle, with louvered sides, and 8,000 to 13,999 Btu/h | 12000 | 12 | Yes | 14000 | 11000 | (3) Without reverse cycle, with louvered sides, and 8,000 to 13,999 Btu/h | #N/A | #N/A | #N/A | #N/A | #N/A | #N/A | #N/A | #N/A | #N/A | #N/A | #N/A | #N/A | #N/A | #N/A | #N/A | #N/A | #N/A | #N/A | #N/A
LG | LW1216ER | (3) Without reverse cycle, with louvered sides, and 8,000 to 13,999 Btu/h | 12000 | 12 | No | 14000 | 11000 | (3) Without reverse cycle, with louvered sides, and 8,000 to 13,999 Btu/h | #N/A | #N/A | #N/A | #N/A | #N/A | #N/A | #N/A | #N/A | #N/A | #N/A | #N/A | #N/A | #N/A | #N/A | #N/A | #N/A | #N/A | #N/A | #N/A
Kenmore Elite | 77127 | (3) Without reverse cycle, with louvered sides, and 8,000 to 13,999 Btu/h | 12000 | 12 | No | 14000 | 11000 | (3) Without reverse cycle, with louvered sides, and 8,000 to 13,999 Btu/h | #N/A | #N/A | #N/A | #N/A | #N/A | #N/A | #N/A | #N/A | #N/A | #N/A | #N/A | #N/A | #N/A | #N/A | #N/A | #N/A | #N/A | #N/A | #N/A
hOme | HME030527N | (3) Without reverse cycle, with louvered sides, and 8,000 to 13,999 Btu/h | 12000 | 12 | No | 14000 | 11000 | (3) Without reverse cycle, with louvered sides, and 8,000 to 13,999 Btu/h | #N/A | #N/A | #N/A | #N/A | #N/A | #N/A | #N/A | #N/A | #N/A | #N/A | #N/A | #N/A | #N/A | #N/A | #N/A | #N/A | #N/A | #N/A | #N/A
DENALI AIRE | 1DAC12K | (3) Without reverse cycle, with louvered sides, and 8,000 to 13,999 Btu/h | 12000 | 12 | No | 14000 | 11000 | (3) Without reverse cycle, with louvered sides, and 8,000 to 13,999 Btu/h | #N/A | #N/A | #N/A | #N/A | #N/A | #N/A | #N/A | #N/A | #N/A | #N/A | #N/A | #N/A | #N/A | #N/A | #N/A | #N/A | #N/A | #N/A | #N/A
Perfect aire | 6PAC12000 | (3) Without reverse cycle, with louvered sides, and 8,000 to 13,999 Btu/h | 12000 | 12 | Yes | 14000 | 11000 | (3) Without reverse cycle, with louvered sides, and 8,000 to 13,999 Btu/h | #N/A | #N/A | #N/A | #N/A | #N/A | #N/A | #N/A | #N/A | #N/A | #N/A | #N/A | #N/A | #N/A | #N/A | #N/A | #N/A | #N/A | #N/A | #N/A
Homepointe | MWHUK-12CRN8-BCL0 | (3) Without reverse cycle, with louvered sides, and 8,000 to 13,999 Btu/h | 12000 | 12 | No | 14000 | 11000 | (3) Without reverse cycle, with louvered sides, and 8,000 to 13,999 Btu/h | #N/A | #N/A | #N/A | #N/A | #N/A | #N/A | #N/A | #N/A | #N/A | #N/A | #N/A | #N/A | #N/A | #N/A | #N/A | #N/A | #N/A | #N/A | #N/A
Homepointe | MWAUK-12CRN8-BCL0 | (3) Without reverse cycle, with louvered sides, and 8,000 to 13,999 Btu/h | 12000 | 12 | Yes | 14000 | 11000 | (3) Without reverse cycle, with louvered sides, and 8,000 to 13,999 Btu/h | #N/A | #N/A | #N/A | #N/A | #N/A | #N/A | #N/A | #N/A | #N/A | #N/A | #N/A | #N/A | #N/A | #N/A | #N/A | #N/A | #N/A | #N/A | #N/A
SEA BREEZE | WA312YER | (3) Without reverse cycle, with louvered sides, and 8,000 to 13,999 Btu/h | 12000 | 12 | Yes | 14000 | 11000 | (3) Without reverse cycle, with louvered sides, and 8,000 to 13,999 Btu/h | #N/A | #N/A | #N/A | #N/A | #N/A | #N/A | #N/A | #N/A | #N/A | #N/A | #N/A | #N/A | #N/A | #N/A | #N/A | #N/A | #N/A | #N/A | #N/A
Honeywell | HAC12-B | (3) Without reverse cycle, with louvered sides, and 8,000 to 13,999 Btu/h | 12000 | 12 | No | 14000 | 11000 | (3) Without reverse cycle, with louvered sides, and 8,000 to 13,999 Btu/h | #N/A | #N/A | #N/A | #N/A | #N/A | #N/A | #N/A | #N/A | #N/A | #N/A | #N/A | #N/A | #N/A | #N/A | #N/A | #N/A | #N/A | #N/A | #N/A
Commercial cool | CWAM12W6C | (3) Without reverse cycle, with louvered sides, and 8,000 to 13,999 Btu/h | 12000 | 12 | Yes | 14000 | 11000 | (3) Without reverse cycle, with louvered sides, and 8,000 to 13,999 Btu/h | #N/A | #N/A | #N/A | #N/A | #N/A | #N/A | #N/A | #N/A | #N/A | #N/A | #N/A | #N/A | #N/A | #N/A | #N/A | #N/A | #N/A | #N/A | #N/A
COAST AIR | CEW121CS | (3) Without reverse cycle, with louvered sides, and 8,000 to 13,999 Btu/h | 12000 | 12 | No | 14000 | 11000 | (3) Without reverse cycle, with louvered sides, and 8,000 to 13,999 Btu/h | #N/A | #N/A | #N/A | #N/A | #N/A | #N/A | #N/A | #N/A | #N/A | #N/A | #N/A | #N/A | #N/A | #N/A | #N/A | #N/A | #N/A | #N/A | #N/A
COOL-LIVING | AMAP121CW | (3) Without reverse cycle, with louvered sides, and 8,000 to 13,999 Btu/h | 12000 | 12 | Yes | 14000 | 11000 | (3) Without reverse cycle, with louvered sides, and 8,000 to 13,999 Btu/h | #N/A | #N/A | #N/A | #N/A | #N/A | #N/A | #N/A | #N/A | #N/A | #N/A | #N/A | #N/A | #N/A | #N/A | #N/A | #N/A | #N/A | #N/A | #N/A
Whirlpool | WHAW121CW | (3) Without reverse cycle, with louvered sides, and 8,000 to 13,999 Btu/h | 12000 | 12 | Yes | 14000 | 11000 | (3) Without reverse cycle, with louvered sides, and 8,000 to 13,999 Btu/h | #N/A | #N/A | #N/A | #N/A | #N/A | #N/A | #N/A | #N/A | #N/A | #N/A | #N/A | #N/A | #N/A | #N/A | #N/A | #N/A | #N/A | #N/A | #N/A
COOL-LIVING | CL-RAC12EWES-22 | (3) Without reverse cycle, with louvered sides, and 8,000 to 13,999 Btu/h | 12000 | 12 | Yes | 14000 | 11000 | (3) Without reverse cycle, with louvered sides, and 8,000 to 13,999 Btu/h | #N/A | #N/A | #N/A | #N/A | #N/A | #N/A | #N/A | #N/A | #N/A | #N/A | #N/A | #N/A | #N/A | #N/A | #N/A | #N/A | #N/A | #N/A | #N/A
Coast air | CEW121CS | (3) Without reverse cycle, with louvered sides, and 8,000 to 13,999 Btu/h | 12000 | 12 | Yes | 14000 | 11000 | (3) Without reverse cycle, with louvered sides, and 8,000 to 13,999 Btu/h | #N/A | #N/A | #N/A | #N/A | #N/A | #N/A | #N/A | #N/A | #N/A | #N/A | #N/A | #N/A | #N/A | #N/A | #N/A | #N/A | #N/A | #N/A | #N/A
Frigidaire | FFRE123ZA1 | (3) Without reverse cycle, with louvered sides, and 8,000 to 13,999 Btu/h | 12100 | 12 | No | 14000 | 11000 | (3) Without reverse cycle, with louvered sides, and 8,000 to 13,999 Btu/h | #N/A | #N/A | #N/A | #N/A | #N/A | #N/A | #N/A | #N/A | #N/A | #N/A | #N/A | #N/A | #N/A | #N/A | #N/A | #N/A | #N/A | #N/A | #N/A
COOL-LIVING | CL-RAC12EWES-22 | (3) Without reverse cycle, with louvered sides, and 8,000 to 13,999 Btu/h | 12100 | 12 | No | 14000 | 11000 | (3) Without reverse cycle, with louvered sides, and 8,000 to 13,999 Btu/h | #N/A | #N/A | #N/A | #N/A | #N/A | #N/A | #N/A | #N/A | #N/A | #N/A | #N/A | #N/A | #N/A | #N/A | #N/A | #N/A | #N/A | #N/A | #N/A
Frigidaire | FFRE1233U1E | (3) Without reverse cycle, with louvered sides, and 8,000 to 13,999 Btu/h | 12100 | 12 | No | 14000 | 11000 | (3) Without reverse cycle, with louvered sides, and 8,000 to 13,999 Btu/h | #N/A | #N/A | #N/A | #N/A | #N/A | #N/A | #N/A | #N/A | #N/A | #N/A | #N/A | #N/A | #N/A | #N/A | #N/A | #N/A | #N/A | #N/A | #N/A
FRIEDRICH | CCF12B10A | (3) Without reverse cycle, with louvered sides, and 8,000 to 13,999 Btu/h | 12100 | 12 | Yes | 14000 | 11000 | (3) Without reverse cycle, with louvered sides, and 8,000 to 13,999 Btu/h | #N/A | #N/A | #N/A | #N/A | #N/A | #N/A | #N/A | #N/A | #N/A | #N/A | #N/A | #N/A | #N/A | #N/A | #N/A | #N/A | #N/A | #N/A | #N/A
Frigidaire | FFRE1233U1 | (3) Without reverse cycle, with louvered sides, and 8,000 to 13,999 Btu/h | 12100 | 12 | No | 14000 | 11000 | (3) Without reverse cycle, with louvered sides, and 8,000 to 13,999 Btu/h | #N/A | #N/A | #N/A | #N/A | #N/A | #N/A | #N/A | #N/A | #N/A | #N/A | #N/A | #N/A | #N/A | #N/A | #N/A | #N/A | #N/A | #N/A | #N/A
RCA | RACE1202E-D | (3) Without reverse cycle, with louvered sides, and 8,000 to 13,999 Btu/h | 12100 | 12 | Yes | 14000 | 11000 | (3) Without reverse cycle, with louvered sides, and 8,000 to 13,999 Btu/h | #N/A | #N/A | #N/A | #N/A | #N/A | #N/A | #N/A | #N/A | #N/A | #N/A | #N/A | #N/A | #N/A | #N/A | #N/A | #N/A | #N/A | #N/A | #N/A
RCA | RACE1224-6COM | (3) Without reverse cycle, with louvered sides, and 8,000 to 13,999 Btu/h | 12100 | 12 | Yes | 14000 | 11000 | (3) Without reverse cycle, with louvered sides, and 8,000 to 13,999 Btu/h | #N/A | #N/A | #N/A | #N/A | #N/A | #N/A | #N/A | #N/A | #N/A | #N/A | #N/A | #N/A | #N/A | #N/A | #N/A | #N/A | #N/A | #N/A | #N/A
Friedrich | KCM14A10A | (3) Without reverse cycle, with louvered sides, and 8,000 to 13,999 Btu/h | 13800 | 12 | No | 14000 | 11000 | (3) Without reverse cycle, with louvered sides, and 8,000 to 13,999 Btu/h | #N/A | #N/A | #N/A | #N/A | #N/A | #N/A | #N/A | #N/A | #N/A | #N/A | #N/A | #N/A | #N/A | #N/A | #N/A | #N/A | #N/A | #N/A | #N/A
Frigidaire | FFRE053WA1 | (1) Without reverse cycle, with louvered sides, and less than 6,000 Btu/h | 5000 | 12.1 | Yes | 6000 |  | (1) Without reverse cycle, with louvered sides, and less than 6,000 Btu/h | #N/A | #N/A | #N/A | #N/A | #N/A | #N/A | #N/A | #N/A | #N/A | #N/A | #N/A | #N/A | #N/A | #N/A | #N/A | #N/A | #N/A | #N/A | #N/A
Keystone | KSTAW05CE | (1) Without reverse cycle, with louvered sides, and less than 6,000 Btu/h | 5000 | 12.1 | Yes | 6000 |  | (1) Without reverse cycle, with louvered sides, and less than 6,000 Btu/h | #N/A | #N/A | #N/A | #N/A | #N/A | #N/A | #N/A | #N/A | #N/A | #N/A | #N/A | #N/A | #N/A | #N/A | #N/A | #N/A | #N/A | #N/A | #N/A
Comfort Aire | RADS-51Q | (1) Without reverse cycle, with louvered sides, and less than 6,000 Btu/h | 5000 | 12.1 | Yes | 6000 |  | (1) Without reverse cycle, with louvered sides, and less than 6,000 Btu/h | #N/A | #N/A | #N/A | #N/A | #N/A | #N/A | #N/A | #N/A | #N/A | #N/A | #N/A | #N/A | #N/A | #N/A | #N/A | #N/A | #N/A | #N/A | #N/A
Frigidaire | FFRE0533S1E | (1) Without reverse cycle, with louvered sides, and less than 6,000 Btu/h | 5000 | 12.1 | No | 6000 |  | (1) Without reverse cycle, with louvered sides, and less than 6,000 Btu/h | #N/A | #N/A | #N/A | #N/A | #N/A | #N/A | #N/A | #N/A | #N/A | #N/A | #N/A | #N/A | #N/A | #N/A | #N/A | #N/A | #N/A | #N/A | #N/A
Perfect aire | 5PAC5000 | (1) Without reverse cycle, with louvered sides, and less than 6,000 Btu/h | 5000 | 12.1 | No | 6000 |  | (1) Without reverse cycle, with louvered sides, and less than 6,000 Btu/h | #N/A | #N/A | #N/A | #N/A | #N/A | #N/A | #N/A | #N/A | #N/A | #N/A | #N/A | #N/A | #N/A | #N/A | #N/A | #N/A | #N/A | #N/A | #N/A
Frigidaire | FFRE053WAE | (1) Without reverse cycle, with louvered sides, and less than 6,000 Btu/h | 5000 | 12.1 | No | 6000 |  | (1) Without reverse cycle, with louvered sides, and less than 6,000 Btu/h | #N/A | #N/A | #N/A | #N/A | #N/A | #N/A | #N/A | #N/A | #N/A | #N/A | #N/A | #N/A | #N/A | #N/A | #N/A | #N/A | #N/A | #N/A | #N/A
Frigidaire | FFRE0533S1 | (1) Without reverse cycle, with louvered sides, and less than 6,000 Btu/h | 5000 | 12.1 | Yes | 6000 |  | (1) Without reverse cycle, with louvered sides, and less than 6,000 Btu/h | #N/A | #N/A | #N/A | #N/A | #N/A | #N/A | #N/A | #N/A | #N/A | #N/A | #N/A | #N/A | #N/A | #N/A | #N/A | #N/A | #N/A | #N/A | #N/A
Ocean Breeze | OBZ-05ESN3 | (1) Without reverse cycle, with louvered sides, and less than 6,000 Btu/h | 5000 | 12.1 | Yes | 6000 |  | (1) Without reverse cycle, with louvered sides, and less than 6,000 Btu/h | #N/A | #N/A | #N/A | #N/A | #N/A | #N/A | #N/A | #N/A | #N/A | #N/A | #N/A | #N/A | #N/A | #N/A | #N/A | #N/A | #N/A | #N/A | #N/A
Frigidaire | FFRE0533U1E | (1) Without reverse cycle, with louvered sides, and less than 6,000 Btu/h | 5200 | 12.1 | No | 6000 |  | (1) Without reverse cycle, with louvered sides, and less than 6,000 Btu/h | #N/A | #N/A | #N/A | #N/A | #N/A | #N/A | #N/A | #N/A | #N/A | #N/A | #N/A | #N/A | #N/A | #N/A | #N/A | #N/A | #N/A | #N/A | #N/A
Frigidaire | FFRE053ZA1 | (1) Without reverse cycle, with louvered sides, and less than 6,000 Btu/h | 5200 | 12.1 | Yes | 6000 |  | (1) Without reverse cycle, with louvered sides, and less than 6,000 Btu/h | #N/A | #N/A | #N/A | #N/A | #N/A | #N/A | #N/A | #N/A | #N/A | #N/A | #N/A | #N/A | #N/A | #N/A | #N/A | #N/A | #N/A | #N/A | #N/A
Frigidaire | FFRE0533U1 | (1) Without reverse cycle, with louvered sides, and less than 6,000 Btu/h | 5200 | 12.1 | No | 6000 |  | (1) Without reverse cycle, with louvered sides, and less than 6,000 Btu/h | #N/A | #N/A | #N/A | #N/A | #N/A | #N/A | #N/A | #N/A | #N/A | #N/A | #N/A | #N/A | #N/A | #N/A | #N/A | #N/A | #N/A | #N/A | #N/A
FRIEDRICH | CCF05B10A | (1) Without reverse cycle, with louvered sides, and less than 6,000 Btu/h | 5200 | 12.1 | Yes | 6000 |  | (1) Without reverse cycle, with louvered sides, and less than 6,000 Btu/h | #N/A | #N/A | #N/A | #N/A | #N/A | #N/A | #N/A | #N/A | #N/A | #N/A | #N/A | #N/A | #N/A | #N/A | #N/A | #N/A | #N/A | #N/A | #N/A
FRIEDRICH | CCF05B10A | (1) Without reverse cycle, with louvered sides, and less than 6,000 Btu/h | 5300 | 12.1 | No | 6000 |  | (1) Without reverse cycle, with louvered sides, and less than 6,000 Btu/h | #N/A | #N/A | #N/A | #N/A | #N/A | #N/A | #N/A | #N/A | #N/A | #N/A | #N/A | #N/A | #N/A | #N/A | #N/A | #N/A | #N/A | #N/A | #N/A
Acekool | TWC-06CRD1/L1U(ES | (2) Without reverse cycle, with louvered sides, and 6,000 to 7,999 Btu/h | 6000 | 12.1 | Yes | 8000 | 6000 | (2) Without reverse cycle, with louvered sides, and 6,000 to 7,999 Btu/h | #N/A | #N/A | #N/A | #N/A | #N/A | #N/A | #N/A | #N/A | #N/A | #N/A | #N/A | #N/A | #N/A | #N/A | #N/A | #N/A | #N/A | #N/A | #N/A
Frigidaire | FFRE0633U1E | (2) Without reverse cycle, with louvered sides, and 6,000 to 7,999 Btu/h | 6000 | 12.1 | No | 8000 | 6000 | (2) Without reverse cycle, with louvered sides, and 6,000 to 7,999 Btu/h | #N/A | #N/A | #N/A | #N/A | #N/A | #N/A | #N/A | #N/A | #N/A | #N/A | #N/A | #N/A | #N/A | #N/A | #N/A | #N/A | #N/A | #N/A | #N/A
Frigidaire | FFRE0633U1 | (2) Without reverse cycle, with louvered sides, and 6,000 to 7,999 Btu/h | 6000 | 12.1 | No | 8000 | 6000 | (2) Without reverse cycle, with louvered sides, and 6,000 to 7,999 Btu/h | #N/A | #N/A | #N/A | #N/A | #N/A | #N/A | #N/A | #N/A | #N/A | #N/A | #N/A | #N/A | #N/A | #N/A | #N/A | #N/A | #N/A | #N/A | #N/A
Frigidaire | FFRE063WAE | (2) Without reverse cycle, with louvered sides, and 6,000 to 7,999 Btu/h | 6000 | 12.1 | No | 8000 | 6000 | (2) Without reverse cycle, with louvered sides, and 6,000 to 7,999 Btu/h | #N/A | #N/A | #N/A | #N/A | #N/A | #N/A | #N/A | #N/A | #N/A | #N/A | #N/A | #N/A | #N/A | #N/A | #N/A | #N/A | #N/A | #N/A | #N/A
Frigidaire | FFRE063WA1 | (2) Without reverse cycle, with louvered sides, and 6,000 to 7,999 Btu/h | 6000 | 12.1 | Yes | 8000 | 6000 | (2) Without reverse cycle, with louvered sides, and 6,000 to 7,999 Btu/h | #N/A | #N/A | #N/A | #N/A | #N/A | #N/A | #N/A | #N/A | #N/A | #N/A | #N/A | #N/A | #N/A | #N/A | #N/A | #N/A | #N/A | #N/A | #N/A
Frigidaire Gallery | FGRQ063WAE | (2) Without reverse cycle, with louvered sides, and 6,000 to 7,999 Btu/h | 6000 | 12.1 | No | 8000 | 6000 | (2) Without reverse cycle, with louvered sides, and 6,000 to 7,999 Btu/h | #N/A | #N/A | #N/A | #N/A | #N/A | #N/A | #N/A | #N/A | #N/A | #N/A | #N/A | #N/A | #N/A | #N/A | #N/A | #N/A | #N/A | #N/A | #N/A
Frigidaire | FFRE0633S1 | (2) Without reverse cycle, with louvered sides, and 6,000 to 7,999 Btu/h | 6000 | 12.1 | No | 8000 | 6000 | (2) Without reverse cycle, with louvered sides, and 6,000 to 7,999 Btu/h | #N/A | #N/A | #N/A | #N/A | #N/A | #N/A | #N/A | #N/A | #N/A | #N/A | #N/A | #N/A | #N/A | #N/A | #N/A | #N/A | #N/A | #N/A | #N/A
Norpole | NPRAC6KEWMZ1 | (2) Without reverse cycle, with louvered sides, and 6,000 to 7,999 Btu/h | 6000 | 12.1 | Yes | 8000 | 6000 | (2) Without reverse cycle, with louvered sides, and 6,000 to 7,999 Btu/h | #N/A | #N/A | #N/A | #N/A | #N/A | #N/A | #N/A | #N/A | #N/A | #N/A | #N/A | #N/A | #N/A | #N/A | #N/A | #N/A | #N/A | #N/A | #N/A
Coast Air | CEW061BS | (2) Without reverse cycle, with louvered sides, and 6,000 to 7,999 Btu/h | 6000 | 12.1 | No | 8000 | 6000 | (2) Without reverse cycle, with louvered sides, and 6,000 to 7,999 Btu/h | #N/A | #N/A | #N/A | #N/A | #N/A | #N/A | #N/A | #N/A | #N/A | #N/A | #N/A | #N/A | #N/A | #N/A | #N/A | #N/A | #N/A | #N/A | #N/A
Danby | DAC060EB6WDB | (2) Without reverse cycle, with louvered sides, and 6,000 to 7,999 Btu/h | 6000 | 12.1 | No | 8000 | 6000 | (2) Without reverse cycle, with louvered sides, and 6,000 to 7,999 Btu/h | #N/A | #N/A | #N/A | #N/A | #N/A | #N/A | #N/A | #N/A | #N/A | #N/A | #N/A | #N/A | #N/A | #N/A | #N/A | #N/A | #N/A | #N/A | #N/A
EMERSON QUIET KOOL | EBRC6RSE1H | (2) Without reverse cycle, with louvered sides, and 6,000 to 7,999 Btu/h | 6000 | 12.1 | No | 8000 | 6000 | (2) Without reverse cycle, with louvered sides, and 6,000 to 7,999 Btu/h | #N/A | #N/A | #N/A | #N/A | #N/A | #N/A | #N/A | #N/A | #N/A | #N/A | #N/A | #N/A | #N/A | #N/A | #N/A | #N/A | #N/A | #N/A | #N/A
EMERSON QUIET KOOL | EARC6RSE1H | (2) Without reverse cycle, with louvered sides, and 6,000 to 7,999 Btu/h | 6000 | 12.1 | No | 8000 | 6000 | (2) Without reverse cycle, with louvered sides, and 6,000 to 7,999 Btu/h | #N/A | #N/A | #N/A | #N/A | #N/A | #N/A | #N/A | #N/A | #N/A | #N/A | #N/A | #N/A | #N/A | #N/A | #N/A | #N/A | #N/A | #N/A | #N/A
EMERSON QUIET KOOL | EBRC6RE1H | (2) Without reverse cycle, with louvered sides, and 6,000 to 7,999 Btu/h | 6000 | 12.1 | No | 8000 | 6000 | (2) Without reverse cycle, with louvered sides, and 6,000 to 7,999 Btu/h | #N/A | #N/A | #N/A | #N/A | #N/A | #N/A | #N/A | #N/A | #N/A | #N/A | #N/A | #N/A | #N/A | #N/A | #N/A | #N/A | #N/A | #N/A | #N/A
EMERSON QUIET KOOL | EARC6RE1H | (2) Without reverse cycle, with louvered sides, and 6,000 to 7,999 Btu/h | 6000 | 12.1 | Yes | 8000 | 6000 | (2) Without reverse cycle, with louvered sides, and 6,000 to 7,999 Btu/h | #N/A | #N/A | #N/A | #N/A | #N/A | #N/A | #N/A | #N/A | #N/A | #N/A | #N/A | #N/A | #N/A | #N/A | #N/A | #N/A | #N/A | #N/A | #N/A
Hisense | AW-06CW1RVGUE10 | (2) Without reverse cycle, with louvered sides, and 6,000 to 7,999 Btu/h | 6000 | 12.1 | No | 8000 | 6000 | (2) Without reverse cycle, with louvered sides, and 6,000 to 7,999 Btu/h | #N/A | #N/A | #N/A | #N/A | #N/A | #N/A | #N/A | #N/A | #N/A | #N/A | #N/A | #N/A | #N/A | #N/A | #N/A | #N/A | #N/A | #N/A | #N/A
Commercial cool | CC06WT | (2) Without reverse cycle, with louvered sides, and 6,000 to 7,999 Btu/h | 6000 | 12.1 | Yes | 8000 | 6000 | (2) Without reverse cycle, with louvered sides, and 6,000 to 7,999 Btu/h | #N/A | #N/A | #N/A | #N/A | #N/A | #N/A | #N/A | #N/A | #N/A | #N/A | #N/A | #N/A | #N/A | #N/A | #N/A | #N/A | #N/A | #N/A | #N/A
DELLA | 048-TL-WAC6K32 | (2) Without reverse cycle, with louvered sides, and 6,000 to 7,999 Btu/h | 6000 | 12.1 | No | 8000 | 6000 | (2) Without reverse cycle, with louvered sides, and 6,000 to 7,999 Btu/h | #N/A | #N/A | #N/A | #N/A | #N/A | #N/A | #N/A | #N/A | #N/A | #N/A | #N/A | #N/A | #N/A | #N/A | #N/A | #N/A | #N/A | #N/A | #N/A
OSLO | OSHB-06W | (2) Without reverse cycle, with louvered sides, and 6,000 to 7,999 Btu/h | 6000 | 12.1 | No | 8000 | 6000 | (2) Without reverse cycle, with louvered sides, and 6,000 to 7,999 Btu/h | #N/A | #N/A | #N/A | #N/A | #N/A | #N/A | #N/A | #N/A | #N/A | #N/A | #N/A | #N/A | #N/A | #N/A | #N/A | #N/A | #N/A | #N/A | #N/A
Soleusair | WS3-06E-201 | (2) Without reverse cycle, with louvered sides, and 6,000 to 7,999 Btu/h | 6000 | 12.1 | Yes | 8000 | 6000 | (2) Without reverse cycle, with louvered sides, and 6,000 to 7,999 Btu/h | #N/A | #N/A | #N/A | #N/A | #N/A | #N/A | #N/A | #N/A | #N/A | #N/A | #N/A | #N/A | #N/A | #N/A | #N/A | #N/A | #N/A | #N/A | #N/A
Mobilcomfort | MCSD-06 | (2) Without reverse cycle, with louvered sides, and 6,000 to 7,999 Btu/h | 6000 | 12.1 | Yes | 8000 | 6000 | (2) Without reverse cycle, with louvered sides, and 6,000 to 7,999 Btu/h | #N/A | #N/A | #N/A | #N/A | #N/A | #N/A | #N/A | #N/A | #N/A | #N/A | #N/A | #N/A | #N/A | #N/A | #N/A | #N/A | #N/A | #N/A | #N/A
OSLO | OSHB-06 | (2) Without reverse cycle, with louvered sides, and 6,000 to 7,999 Btu/h | 6000 | 12.1 | Yes | 8000 | 6000 | (2) Without reverse cycle, with louvered sides, and 6,000 to 7,999 Btu/h | #N/A | #N/A | #N/A | #N/A | #N/A | #N/A | #N/A | #N/A | #N/A | #N/A | #N/A | #N/A | #N/A | #N/A | #N/A | #N/A | #N/A | #N/A | #N/A
Soleusair | WS4-06EW-201 | (2) Without reverse cycle, with louvered sides, and 6,000 to 7,999 Btu/h | 6000 | 12.1 | Yes | 8000 | 6000 | (2) Without reverse cycle, with louvered sides, and 6,000 to 7,999 Btu/h | #N/A | #N/A | #N/A | #N/A | #N/A | #N/A | #N/A | #N/A | #N/A | #N/A | #N/A | #N/A | #N/A | #N/A | #N/A | #N/A | #N/A | #N/A | #N/A
Honeywell | HAC6 | (2) Without reverse cycle, with louvered sides, and 6,000 to 7,999 Btu/h | 6000 | 12.1 | Yes | 8000 | 6000 | (2) Without reverse cycle, with louvered sides, and 6,000 to 7,999 Btu/h | #N/A | #N/A | #N/A | #N/A | #N/A | #N/A | #N/A | #N/A | #N/A | #N/A | #N/A | #N/A | #N/A | #N/A | #N/A | #N/A | #N/A | #N/A | #N/A
FRIEDRICH | CCF06B10A | (2) Without reverse cycle, with louvered sides, and 6,000 to 7,999 Btu/h | 6000 | 12.1 | Yes | 8000 | 6000 | (2) Without reverse cycle, with louvered sides, and 6,000 to 7,999 Btu/h | #N/A | #N/A | #N/A | #N/A | #N/A | #N/A | #N/A | #N/A | #N/A | #N/A | #N/A | #N/A | #N/A | #N/A | #N/A | #N/A | #N/A | #N/A | #N/A
GREE | GJC06BK-A6NRNC5B | (2) Without reverse cycle, with louvered sides, and 6,000 to 7,999 Btu/h | 6000 | 12.1 | No | 8000 | 6000 | (2) Without reverse cycle, with louvered sides, and 6,000 to 7,999 Btu/h | #N/A | #N/A | #N/A | #N/A | #N/A | #N/A | #N/A | #N/A | #N/A | #N/A | #N/A | #N/A | #N/A | #N/A | #N/A | #N/A | #N/A | #N/A | #N/A
COOL-LIVING | CL-RAC06EWIES-22 | (2) Without reverse cycle, with louvered sides, and 6,000 to 7,999 Btu/h | 6000 | 12.1 | No | 8000 | 6000 | (2) Without reverse cycle, with louvered sides, and 6,000 to 7,999 Btu/h | #N/A | #N/A | #N/A | #N/A | #N/A | #N/A | #N/A | #N/A | #N/A | #N/A | #N/A | #N/A | #N/A | #N/A | #N/A | #N/A | #N/A | #N/A | #N/A
norpole | NPRAC6KEWMZ2 | (2) Without reverse cycle, with louvered sides, and 6,000 to 7,999 Btu/h | 6000 | 12.1 | Yes | 8000 | 6000 | (2) Without reverse cycle, with louvered sides, and 6,000 to 7,999 Btu/h | #N/A | #N/A | #N/A | #N/A | #N/A | #N/A | #N/A | #N/A | #N/A | #N/A | #N/A | #N/A | #N/A | #N/A | #N/A | #N/A | #N/A | #N/A | #N/A
Frigidaire | FHWW063WBE | (2) Without reverse cycle, with louvered sides, and 6,000 to 7,999 Btu/h | 6000 | 12.1 | Yes | 8000 | 6000 | (2) Without reverse cycle, with louvered sides, and 6,000 to 7,999 Btu/h | #N/A | #N/A | #N/A | #N/A | #N/A | #N/A | #N/A | #N/A | #N/A | #N/A | #N/A | #N/A | #N/A | #N/A | #N/A | #N/A | #N/A | #N/A | #N/A
Frigidaire | FHWW063WB1 | (2) Without reverse cycle, with louvered sides, and 6,000 to 7,999 Btu/h | 6000 | 12.1 | No | 8000 | 6000 | (2) Without reverse cycle, with louvered sides, and 6,000 to 7,999 Btu/h | #N/A | #N/A | #N/A | #N/A | #N/A | #N/A | #N/A | #N/A | #N/A | #N/A | #N/A | #N/A | #N/A | #N/A | #N/A | #N/A | #N/A | #N/A | #N/A
Frigidaire Gallery | FGRC064WAE | (2) Without reverse cycle, with louvered sides, and 6,000 to 7,999 Btu/h | 6000 | 12.1 | No | 8000 | 6000 | (2) Without reverse cycle, with louvered sides, and 6,000 to 7,999 Btu/h | #N/A | #N/A | #N/A | #N/A | #N/A | #N/A | #N/A | #N/A | #N/A | #N/A | #N/A | #N/A | #N/A | #N/A | #N/A | #N/A | #N/A | #N/A | #N/A
Frigidaire Gallery | FGRC064WA1 | (2) Without reverse cycle, with louvered sides, and 6,000 to 7,999 Btu/h | 6000 | 12.1 | Yes | 8000 | 6000 | (2) Without reverse cycle, with louvered sides, and 6,000 to 7,999 Btu/h | #N/A | #N/A | #N/A | #N/A | #N/A | #N/A | #N/A | #N/A | #N/A | #N/A | #N/A | #N/A | #N/A | #N/A | #N/A | #N/A | #N/A | #N/A | #N/A
Danby | DAC060EB7WDB | (2) Without reverse cycle, with louvered sides, and 6,000 to 7,999 Btu/h | 6000 | 12.1 | No | 8000 | 6000 | (2) Without reverse cycle, with louvered sides, and 6,000 to 7,999 Btu/h | #N/A | #N/A | #N/A | #N/A | #N/A | #N/A | #N/A | #N/A | #N/A | #N/A | #N/A | #N/A | #N/A | #N/A | #N/A | #N/A | #N/A | #N/A | #N/A
Emerson Quiet Kool | EARC6RE1H | (2) Without reverse cycle, with louvered sides, and 6,000 to 7,999 Btu/h | 6000 | 12.1 | Yes | 8000 | 6000 | (2) Without reverse cycle, with louvered sides, and 6,000 to 7,999 Btu/h | #N/A | #N/A | #N/A | #N/A | #N/A | #N/A | #N/A | #N/A | #N/A | #N/A | #N/A | #N/A | #N/A | #N/A | #N/A | #N/A | #N/A | #N/A | #N/A
Emerson Quiet Kool | EBRC6RSE1H | (2) Without reverse cycle, with louvered sides, and 6,000 to 7,999 Btu/h | 6000 | 12.1 | Yes | 8000 | 6000 | (2) Without reverse cycle, with louvered sides, and 6,000 to 7,999 Btu/h | #N/A | #N/A | #N/A | #N/A | #N/A | #N/A | #N/A | #N/A | #N/A | #N/A | #N/A | #N/A | #N/A | #N/A | #N/A | #N/A | #N/A | #N/A | #N/A
Emerson Quiet Kool | EBRC6RE1H | (2) Without reverse cycle, with louvered sides, and 6,000 to 7,999 Btu/h | 6000 | 12.1 | No | 8000 | 6000 | (2) Without reverse cycle, with louvered sides, and 6,000 to 7,999 Btu/h | #N/A | #N/A | #N/A | #N/A | #N/A | #N/A | #N/A | #N/A | #N/A | #N/A | #N/A | #N/A | #N/A | #N/A | #N/A | #N/A | #N/A | #N/A | #N/A
HISENSE | AW-06CR1RVGUE15 | (2) Without reverse cycle, with louvered sides, and 6,000 to 7,999 Btu/h | 6000 | 12.1 | No | 8000 | 6000 | (2) Without reverse cycle, with louvered sides, and 6,000 to 7,999 Btu/h | #N/A | #N/A | #N/A | #N/A | #N/A | #N/A | #N/A | #N/A | #N/A | #N/A | #N/A | #N/A | #N/A | #N/A | #N/A | #N/A | #N/A | #N/A | #N/A
Friedrich | CP06G10B | (2) Without reverse cycle, with louvered sides, and 6,000 to 7,999 Btu/h | 6000 | 12.1 | Yes | 8000 | 6000 | (2) Without reverse cycle, with louvered sides, and 6,000 to 7,999 Btu/h | #N/A | #N/A | #N/A | #N/A | #N/A | #N/A | #N/A | #N/A | #N/A | #N/A | #N/A | #N/A | #N/A | #N/A | #N/A | #N/A | #N/A | #N/A | #N/A
Seasons | SW06R1 | (2) Without reverse cycle, with louvered sides, and 6,000 to 7,999 Btu/h | 6000 | 12.1 | Yes | 8000 | 6000 | (2) Without reverse cycle, with louvered sides, and 6,000 to 7,999 Btu/h | #N/A | #N/A | #N/A | #N/A | #N/A | #N/A | #N/A | #N/A | #N/A | #N/A | #N/A | #N/A | #N/A | #N/A | #N/A | #N/A | #N/A | #N/A | #N/A
DENALI AIRE | 1DAC6K | (2) Without reverse cycle, with louvered sides, and 6,000 to 7,999 Btu/h | 6000 | 12.1 | Yes | 8000 | 6000 | (2) Without reverse cycle, with louvered sides, and 6,000 to 7,999 Btu/h | #N/A | #N/A | #N/A | #N/A | #N/A | #N/A | #N/A | #N/A | #N/A | #N/A | #N/A | #N/A | #N/A | #N/A | #N/A | #N/A | #N/A | #N/A | #N/A
DELLA | 048-TL-W6KW | (2) Without reverse cycle, with louvered sides, and 6,000 to 7,999 Btu/h | 6000 | 12.1 | No | 8000 | 6000 | (2) Without reverse cycle, with louvered sides, and 6,000 to 7,999 Btu/h | #N/A | #N/A | #N/A | #N/A | #N/A | #N/A | #N/A | #N/A | #N/A | #N/A | #N/A | #N/A | #N/A | #N/A | #N/A | #N/A | #N/A | #N/A | #N/A
Bhojwani Wholesale | DS-06WAC | (2) Without reverse cycle, with louvered sides, and 6,000 to 7,999 Btu/h | 6000 | 12.1 | No | 8000 | 6000 | (2) Without reverse cycle, with louvered sides, and 6,000 to 7,999 Btu/h | #N/A | #N/A | #N/A | #N/A | #N/A | #N/A | #N/A | #N/A | #N/A | #N/A | #N/A | #N/A | #N/A | #N/A | #N/A | #N/A | #N/A | #N/A | #N/A
SEA BREEZE | WA36YER | (2) Without reverse cycle, with louvered sides, and 6,000 to 7,999 Btu/h | 6000 | 12.1 | No | 8000 | 6000 | (2) Without reverse cycle, with louvered sides, and 6,000 to 7,999 Btu/h | #N/A | #N/A | #N/A | #N/A | #N/A | #N/A | #N/A | #N/A | #N/A | #N/A | #N/A | #N/A | #N/A | #N/A | #N/A | #N/A | #N/A | #N/A | #N/A
Honeywell | HAC6-B | (2) Without reverse cycle, with louvered sides, and 6,000 to 7,999 Btu/h | 6000 | 12.1 | Yes | 8000 | 6000 | (2) Without reverse cycle, with louvered sides, and 6,000 to 7,999 Btu/h | #N/A | #N/A | #N/A | #N/A | #N/A | #N/A | #N/A | #N/A | #N/A | #N/A | #N/A | #N/A | #N/A | #N/A | #N/A | #N/A | #N/A | #N/A | #N/A
Midea | MAW06R1YWT | (2) Without reverse cycle, with louvered sides, and 6,000 to 7,999 Btu/h | 6000 | 12.1 | No | 8000 | 6000 | (2) Without reverse cycle, with louvered sides, and 6,000 to 7,999 Btu/h | #N/A | #N/A | #N/A | #N/A | #N/A | #N/A | #N/A | #N/A | #N/A | #N/A | #N/A | #N/A | #N/A | #N/A | #N/A | #N/A | #N/A | #N/A | #N/A
TCL | 6W9E1 | (2) Without reverse cycle, with louvered sides, and 6,000 to 7,999 Btu/h | 6000 | 12.1 | No | 8000 | 6000 | (2) Without reverse cycle, with louvered sides, and 6,000 to 7,999 Btu/h | #N/A | #N/A | #N/A | #N/A | #N/A | #N/A | #N/A | #N/A | #N/A | #N/A | #N/A | #N/A | #N/A | #N/A | #N/A | #N/A | #N/A | #N/A | #N/A
TCL | 6W3ER1-A | (2) Without reverse cycle, with louvered sides, and 6,000 to 7,999 Btu/h | 6000 | 12.1 | No | 8000 | 6000 | (2) Without reverse cycle, with louvered sides, and 6,000 to 7,999 Btu/h | #N/A | #N/A | #N/A | #N/A | #N/A | #N/A | #N/A | #N/A | #N/A | #N/A | #N/A | #N/A | #N/A | #N/A | #N/A | #N/A | #N/A | #N/A | #N/A
TCL | 6W9ER1-A | (2) Without reverse cycle, with louvered sides, and 6,000 to 7,999 Btu/h | 6000 | 12.1 | Yes | 8000 | 6000 | (2) Without reverse cycle, with louvered sides, and 6,000 to 7,999 Btu/h | #N/A | #N/A | #N/A | #N/A | #N/A | #N/A | #N/A | #N/A | #N/A | #N/A | #N/A | #N/A | #N/A | #N/A | #N/A | #N/A | #N/A | #N/A | #N/A
Friedrich | KCQ06A10A | (2) Without reverse cycle, with louvered sides, and 6,000 to 7,999 Btu/h | 6000 | 12.1 | No | 8000 | 6000 | (2) Without reverse cycle, with louvered sides, and 6,000 to 7,999 Btu/h | #N/A | #N/A | #N/A | #N/A | #N/A | #N/A | #N/A | #N/A | #N/A | #N/A | #N/A | #N/A | #N/A | #N/A | #N/A | #N/A | #N/A | #N/A | #N/A
Breeze33 | BZ336WAC1 | (2) Without reverse cycle, with louvered sides, and 6,000 to 7,999 Btu/h | 6000 | 12.1 | No | 8000 | 6000 | (2) Without reverse cycle, with louvered sides, and 6,000 to 7,999 Btu/h | #N/A | #N/A | #N/A | #N/A | #N/A | #N/A | #N/A | #N/A | #N/A | #N/A | #N/A | #N/A | #N/A | #N/A | #N/A | #N/A | #N/A | #N/A | #N/A
Frigidaire | FFRE063ZA1 | (2) Without reverse cycle, with louvered sides, and 6,000 to 7,999 Btu/h | 6000 | 12.1 | No | 8000 | 6000 | (2) Without reverse cycle, with louvered sides, and 6,000 to 7,999 Btu/h | #N/A | #N/A | #N/A | #N/A | #N/A | #N/A | #N/A | #N/A | #N/A | #N/A | #N/A | #N/A | #N/A | #N/A | #N/A | #N/A | #N/A | #N/A | #N/A
Frigidaire Gallery | GHWW063WB1 | (2) Without reverse cycle, with louvered sides, and 6,000 to 7,999 Btu/h | 6000 | 12.1 | No | 8000 | 6000 | (2) Without reverse cycle, with louvered sides, and 6,000 to 7,999 Btu/h | #N/A | #N/A | #N/A | #N/A | #N/A | #N/A | #N/A | #N/A | #N/A | #N/A | #N/A | #N/A | #N/A | #N/A | #N/A | #N/A | #N/A | #N/A | #N/A
Frigidaire | FFRE0633S1E | (2) Without reverse cycle, with louvered sides, and 6,000 to 7,999 Btu/h | 6000 | 12.1 | No | 8000 | 6000 | (2) Without reverse cycle, with louvered sides, and 6,000 to 7,999 Btu/h | #N/A | #N/A | #N/A | #N/A | #N/A | #N/A | #N/A | #N/A | #N/A | #N/A | #N/A | #N/A | #N/A | #N/A | #N/A | #N/A | #N/A | #N/A | #N/A
Keystone | KSTAW06C | (2) Without reverse cycle, with louvered sides, and 6,000 to 7,999 Btu/h | 6000 | 12.1 | Yes | 8000 | 6000 | (2) Without reverse cycle, with louvered sides, and 6,000 to 7,999 Btu/h | #N/A | #N/A | #N/A | #N/A | #N/A | #N/A | #N/A | #N/A | #N/A | #N/A | #N/A | #N/A | #N/A | #N/A | #N/A | #N/A | #N/A | #N/A | #N/A
Impecca | IWA06-KS30 | (2) Without reverse cycle, with louvered sides, and 6,000 to 7,999 Btu/h | 6000 | 12.1 | No | 8000 | 6000 | (2) Without reverse cycle, with louvered sides, and 6,000 to 7,999 Btu/h | #N/A | #N/A | #N/A | #N/A | #N/A | #N/A | #N/A | #N/A | #N/A | #N/A | #N/A | #N/A | #N/A | #N/A | #N/A | #N/A | #N/A | #N/A | #N/A
Polar Wind | MWHUK-06CRN8-BCL1 | (2) Without reverse cycle, with louvered sides, and 6,000 to 7,999 Btu/h | 6000 | 12.1 | Yes | 8000 | 6000 | (2) Without reverse cycle, with louvered sides, and 6,000 to 7,999 Btu/h | #N/A | #N/A | #N/A | #N/A | #N/A | #N/A | #N/A | #N/A | #N/A | #N/A | #N/A | #N/A | #N/A | #N/A | #N/A | #N/A | #N/A | #N/A | #N/A
Comfort Aire | RADS-61R | (2) Without reverse cycle, with louvered sides, and 6,000 to 7,999 Btu/h | 6000 | 12.1 | Yes | 8000 | 6000 | (2) Without reverse cycle, with louvered sides, and 6,000 to 7,999 Btu/h | #N/A | #N/A | #N/A | #N/A | #N/A | #N/A | #N/A | #N/A | #N/A | #N/A | #N/A | #N/A | #N/A | #N/A | #N/A | #N/A | #N/A | #N/A | #N/A
Comfort Aire | RADS-61Q | (2) Without reverse cycle, with louvered sides, and 6,000 to 7,999 Btu/h | 6000 | 12.1 | No | 8000 | 6000 | (2) Without reverse cycle, with louvered sides, and 6,000 to 7,999 Btu/h | #N/A | #N/A | #N/A | #N/A | #N/A | #N/A | #N/A | #N/A | #N/A | #N/A | #N/A | #N/A | #N/A | #N/A | #N/A | #N/A | #N/A | #N/A | #N/A
Pelonis | PAW06R1BWT | (2) Without reverse cycle, with louvered sides, and 6,000 to 7,999 Btu/h | 6000 | 12.1 | No | 8000 | 6000 | (2) Without reverse cycle, with louvered sides, and 6,000 to 7,999 Btu/h | #N/A | #N/A | #N/A | #N/A | #N/A | #N/A | #N/A | #N/A | #N/A | #N/A | #N/A | #N/A | #N/A | #N/A | #N/A | #N/A | #N/A | #N/A | #N/A
Midea | MAW06R1YWT-E | (2) Without reverse cycle, with louvered sides, and 6,000 to 7,999 Btu/h | 6000 | 12.1 | Yes | 8000 | 6000 | (2) Without reverse cycle, with louvered sides, and 6,000 to 7,999 Btu/h | #N/A | #N/A | #N/A | #N/A | #N/A | #N/A | #N/A | #N/A | #N/A | #N/A | #N/A | #N/A | #N/A | #N/A | #N/A | #N/A | #N/A | #N/A | #N/A
Midea | MAW06R1YWT | (2) Without reverse cycle, with louvered sides, and 6,000 to 7,999 Btu/h | 6000 | 12.1 | No | 8000 | 6000 | (2) Without reverse cycle, with louvered sides, and 6,000 to 7,999 Btu/h | #N/A | #N/A | #N/A | #N/A | #N/A | #N/A | #N/A | #N/A | #N/A | #N/A | #N/A | #N/A | #N/A | #N/A | #N/A | #N/A | #N/A | #N/A | #N/A
Midea | MAW06R1BWT | (2) Without reverse cycle, with louvered sides, and 6,000 to 7,999 Btu/h | 6000 | 12.1 | Yes | 8000 | 6000 | (2) Without reverse cycle, with louvered sides, and 6,000 to 7,999 Btu/h | #N/A | #N/A | #N/A | #N/A | #N/A | #N/A | #N/A | #N/A | #N/A | #N/A | #N/A | #N/A | #N/A | #N/A | #N/A | #N/A | #N/A | #N/A | #N/A
Danby | DAC060EE1WDB | (2) Without reverse cycle, with louvered sides, and 6,000 to 7,999 Btu/h | 6000 | 12.1 | Yes | 8000 | 6000 | (2) Without reverse cycle, with louvered sides, and 6,000 to 7,999 Btu/h | #N/A | #N/A | #N/A | #N/A | #N/A | #N/A | #N/A | #N/A | #N/A | #N/A | #N/A | #N/A | #N/A | #N/A | #N/A | #N/A | #N/A | #N/A | #N/A
Emerson Quiet Kool | EARC6RSE1H | (2) Without reverse cycle, with louvered sides, and 6,000 to 7,999 Btu/h | 6000 | 12.1 | Yes | 8000 | 6000 | (2) Without reverse cycle, with louvered sides, and 6,000 to 7,999 Btu/h | #N/A | #N/A | #N/A | #N/A | #N/A | #N/A | #N/A | #N/A | #N/A | #N/A | #N/A | #N/A | #N/A | #N/A | #N/A | #N/A | #N/A | #N/A | #N/A
HISENSE | AW-06CW1RVGUE10 | (2) Without reverse cycle, with louvered sides, and 6,000 to 7,999 Btu/h | 6000 | 12.1 | No | 8000 | 6000 | (2) Without reverse cycle, with louvered sides, and 6,000 to 7,999 Btu/h | #N/A | #N/A | #N/A | #N/A | #N/A | #N/A | #N/A | #N/A | #N/A | #N/A | #N/A | #N/A | #N/A | #N/A | #N/A | #N/A | #N/A | #N/A | #N/A
hOme | HME030524N | (2) Without reverse cycle, with louvered sides, and 6,000 to 7,999 Btu/h | 6000 | 12.1 | Yes | 8000 | 6000 | (2) Without reverse cycle, with louvered sides, and 6,000 to 7,999 Btu/h | #N/A | #N/A | #N/A | #N/A | #N/A | #N/A | #N/A | #N/A | #N/A | #N/A | #N/A | #N/A | #N/A | #N/A | #N/A | #N/A | #N/A | #N/A | #N/A
BLACK+DECKER | BD06WT6 | (2) Without reverse cycle, with louvered sides, and 6,000 to 7,999 Btu/h | 6000 | 12.1 | No | 8000 | 6000 | (2) Without reverse cycle, with louvered sides, and 6,000 to 7,999 Btu/h | #N/A | #N/A | #N/A | #N/A | #N/A | #N/A | #N/A | #N/A | #N/A | #N/A | #N/A | #N/A | #N/A | #N/A | #N/A | #N/A | #N/A | #N/A | #N/A
Perfect aire | 5PAC6000 | (2) Without reverse cycle, with louvered sides, and 6,000 to 7,999 Btu/h | 6000 | 12.1 | Yes | 8000 | 6000 | (2) Without reverse cycle, with louvered sides, and 6,000 to 7,999 Btu/h | #N/A | #N/A | #N/A | #N/A | #N/A | #N/A | #N/A | #N/A | #N/A | #N/A | #N/A | #N/A | #N/A | #N/A | #N/A | #N/A | #N/A | #N/A | #N/A
Homepointe | MWHUK-06CRN8-BCL1 | (2) Without reverse cycle, with louvered sides, and 6,000 to 7,999 Btu/h | 6000 | 12.1 | No | 8000 | 6000 | (2) Without reverse cycle, with louvered sides, and 6,000 to 7,999 Btu/h | #N/A | #N/A | #N/A | #N/A | #N/A | #N/A | #N/A | #N/A | #N/A | #N/A | #N/A | #N/A | #N/A | #N/A | #N/A | #N/A | #N/A | #N/A | #N/A
Mobilcomfort | MCSD-06W | (2) Without reverse cycle, with louvered sides, and 6,000 to 7,999 Btu/h | 6000 | 12.1 | No | 8000 | 6000 | (2) Without reverse cycle, with louvered sides, and 6,000 to 7,999 Btu/h | #N/A | #N/A | #N/A | #N/A | #N/A | #N/A | #N/A | #N/A | #N/A | #N/A | #N/A | #N/A | #N/A | #N/A | #N/A | #N/A | #N/A | #N/A | #N/A
Sea Breeze | WA36YREX | (2) Without reverse cycle, with louvered sides, and 6,000 to 7,999 Btu/h | 6000 | 12.1 | Yes | 8000 | 6000 | (2) Without reverse cycle, with louvered sides, and 6,000 to 7,999 Btu/h | #N/A | #N/A | #N/A | #N/A | #N/A | #N/A | #N/A | #N/A | #N/A | #N/A | #N/A | #N/A | #N/A | #N/A | #N/A | #N/A | #N/A | #N/A | #N/A
FRIEDRICH | CCF06B10A | (2) Without reverse cycle, with louvered sides, and 6,000 to 7,999 Btu/h | 6000 | 12.1 | Yes | 8000 | 6000 | (2) Without reverse cycle, with louvered sides, and 6,000 to 7,999 Btu/h | #N/A | #N/A | #N/A | #N/A | #N/A | #N/A | #N/A | #N/A | #N/A | #N/A | #N/A | #N/A | #N/A | #N/A | #N/A | #N/A | #N/A | #N/A | #N/A
FRIEDRICH | CCF06B10A | (2) Without reverse cycle, with louvered sides, and 6,000 to 7,999 Btu/h | 6000 | 12.1 | Yes | 8000 | 6000 | (2) Without reverse cycle, with louvered sides, and 6,000 to 7,999 Btu/h | #N/A | #N/A | #N/A | #N/A | #N/A | #N/A | #N/A | #N/A | #N/A | #N/A | #N/A | #N/A | #N/A | #N/A | #N/A | #N/A | #N/A | #N/A | #N/A
Koldfront | WAC6002WCO | (2) Without reverse cycle, with louvered sides, and 6,000 to 7,999 Btu/h | 6100 | 12.1 | Yes | 8000 | 6000 | (2) Without reverse cycle, with louvered sides, and 6,000 to 7,999 Btu/h | #N/A | #N/A | #N/A | #N/A | #N/A | #N/A | #N/A | #N/A | #N/A | #N/A | #N/A | #N/A | #N/A | #N/A | #N/A | #N/A | #N/A | #N/A | #N/A
COOL-LIVING | CL-RAC06EWIES-22 | (2) Without reverse cycle, with louvered sides, and 6,000 to 7,999 Btu/h | 6100 | 12.1 | No | 8000 | 6000 | (2) Without reverse cycle, with louvered sides, and 6,000 to 7,999 Btu/h | #N/A | #N/A | #N/A | #N/A | #N/A | #N/A | #N/A | #N/A | #N/A | #N/A | #N/A | #N/A | #N/A | #N/A | #N/A | #N/A | #N/A | #N/A | #N/A
RCA | RACE6024-6COM | (2) Without reverse cycle, with louvered sides, and 6,000 to 7,999 Btu/h | 6100 | 12.1 | Yes | 8000 | 6000 | (2) Without reverse cycle, with louvered sides, and 6,000 to 7,999 Btu/h | #N/A | #N/A | #N/A | #N/A | #N/A | #N/A | #N/A | #N/A | #N/A | #N/A | #N/A | #N/A | #N/A | #N/A | #N/A | #N/A | #N/A | #N/A | #N/A
norpole | NPRAC6KEWMZ2 | (2) Without reverse cycle, with louvered sides, and 6,000 to 7,999 Btu/h | 6100 | 12.1 | No | 8000 | 6000 | (2) Without reverse cycle, with louvered sides, and 6,000 to 7,999 Btu/h | #N/A | #N/A | #N/A | #N/A | #N/A | #N/A | #N/A | #N/A | #N/A | #N/A | #N/A | #N/A | #N/A | #N/A | #N/A | #N/A | #N/A | #N/A | #N/A
Haier | ESAQ406TZ** | (2) Without reverse cycle, with louvered sides, and 6,000 to 7,999 Btu/h | 6400 | 12.1 | Yes | 8000 | 6000 | (2) Without reverse cycle, with louvered sides, and 6,000 to 7,999 Btu/h | #N/A | #N/A | #N/A | #N/A | #N/A | #N/A | #N/A | #N/A | #N/A | #N/A | #N/A | #N/A | #N/A | #N/A | #N/A | #N/A | #N/A | #N/A | #N/A
GE | AHD06LZ** | (2) Without reverse cycle, with louvered sides, and 6,000 to 7,999 Btu/h | 6400 | 12.1 | No | 8000 | 6000 | (2) Without reverse cycle, with louvered sides, and 6,000 to 7,999 Btu/h | #N/A | #N/A | #N/A | #N/A | #N/A | #N/A | #N/A | #N/A | #N/A | #N/A | #N/A | #N/A | #N/A | #N/A | #N/A | #N/A | #N/A | #N/A | #N/A
GE | AHEL06BB** | (2) Without reverse cycle, with louvered sides, and 6,000 to 7,999 Btu/h | 6400 | 12.1 | No | 8000 | 6000 | (2) Without reverse cycle, with louvered sides, and 6,000 to 7,999 Btu/h | #N/A | #N/A | #N/A | #N/A | #N/A | #N/A | #N/A | #N/A | #N/A | #N/A | #N/A | #N/A | #N/A | #N/A | #N/A | #N/A | #N/A | #N/A | #N/A
Midea | MAP12S1TBL | (3) Without reverse cycle, with louvered sides, and 8,000 to 13,999 Btu/h | 12000 | 12.3 | No | 14000 | 11000 | (3) Without reverse cycle, with louvered sides, and 8,000 to 13,999 Btu/h | #N/A | #N/A | #N/A | #N/A | #N/A | #N/A | #N/A | #N/A | #N/A | #N/A | #N/A | #N/A | #N/A | #N/A | #N/A | #N/A | #N/A | #N/A | #N/A
Midea | MAP14HS1TBL | (3) Without reverse cycle, with louvered sides, and 8,000 to 13,999 Btu/h | 12000 | 12.3 | No | 14000 | 11000 | (3) Without reverse cycle, with louvered sides, and 8,000 to 13,999 Btu/h | #N/A | #N/A | #N/A | #N/A | #N/A | #N/A | #N/A | #N/A | #N/A | #N/A | #N/A | #N/A | #N/A | #N/A | #N/A | #N/A | #N/A | #N/A | #N/A
LG | LW6019ER | (2) Without reverse cycle, with louvered sides, and 6,000 to 7,999 Btu/h | 6000 | 12.4 | No | 8000 | 6000 | (2) Without reverse cycle, with louvered sides, and 6,000 to 7,999 Btu/h | #N/A | #N/A | #N/A | #N/A | #N/A | #N/A | #N/A | #N/A | #N/A | #N/A | #N/A | #N/A | #N/A | #N/A | #N/A | #N/A | #N/A | #N/A | #N/A
Midea | MAW12HV1CWT | (11) With reverse cycle, with louvered sides, and less than 20,000 Btu/h | 12000 | 13.3 | Yes | 14000 | 11000 | (11) With reverse cycle, with louvered sides, and less than 20,000 Btu/h | #N/A | #N/A | #N/A | #N/A | #N/A | #N/A | #N/A | #N/A | #N/A | #N/A | #N/A | #N/A | #N/A | #N/A | #N/A | #N/A | #N/A | #N/A | #N/A
Midea | MWAUQB-12HRFN8-BCL0 | (11) With reverse cycle, with louvered sides, and less than 20,000 Btu/h | 12000 | 13.3 | No | 14000 | 11000 | (11) With reverse cycle, with louvered sides, and less than 20,000 Btu/h | #N/A | #N/A | #N/A | #N/A | #N/A | #N/A | #N/A | #N/A | #N/A | #N/A | #N/A | #N/A | #N/A | #N/A | #N/A | #N/A | #N/A | #N/A | #N/A
LG | LW2422IVSM | (5a) Without reverse cycle, with louvered sides, and 20,000 to 27,999 Btu/h | 23500 | 14.3 | No | 28000 | 20000 | (5a) Without reverse cycle, with louvered sides, and 20,000 to 27,999 Btu/h | #N/A | #N/A | #N/A | #N/A | #N/A | #N/A | #N/A | #N/A | #N/A | #N/A | #N/A | #N/A | #N/A | #N/A | #N/A | #N/A | #N/A | #N/A | #N/A
LG | 1006800232 | (5a) Without reverse cycle, with louvered sides, and 20,000 to 27,999 Btu/h | 23500 | 14.3 | Yes | 28000 | 20000 | (5a) Without reverse cycle, with louvered sides, and 20,000 to 27,999 Btu/h | #N/A | #N/A | #N/A | #N/A | #N/A | #N/A | #N/A | #N/A | #N/A | #N/A | #N/A | #N/A | #N/A | #N/A | #N/A | #N/A | #N/A | #N/A | #N/A
Midea | MWAUQB-08HRFN8-BCL0 | (11) With reverse cycle, with louvered sides, and less than 20,000 Btu/h | 8000 | 14.5 | No | 11000 | 8000 | (11) With reverse cycle, with louvered sides, and less than 20,000 Btu/h | #N/A | #N/A | #N/A | #N/A | #N/A | #N/A | #N/A | #N/A | #N/A | #N/A | #N/A | #N/A | #N/A | #N/A | #N/A | #N/A | #N/A | #N/A | #N/A
GE | AHTR14AC** | (3) Without reverse cycle, with louvered sides, and 8,000 to 13,999 Btu/h | 13500 | 14.7 | Yes | 14000 | 11000 | (3) Without reverse cycle, with louvered sides, and 8,000 to 13,999 Btu/h | #N/A | #N/A | #N/A | #N/A | #N/A | #N/A | #N/A | #N/A | #N/A | #N/A | #N/A | #N/A | #N/A | #N/A | #N/A | #N/A | #N/A | #N/A | #N/A
LG | 1006876064 | (4) Without reverse cycle, with louvered sides, and 14,000 to 19,999 Btu/h | 14000 | 14.7 | No | 20000 | 14000 | (4) Without reverse cycle, with louvered sides, and 14,000 to 19,999 Btu/h | #N/A | #N/A | #N/A | #N/A | #N/A | #N/A | #N/A | #N/A | #N/A | #N/A | #N/A | #N/A | #N/A | #N/A | #N/A | #N/A | #N/A | #N/A | #N/A
LG | LW1522IVSM | (4) Without reverse cycle, with louvered sides, and 14,000 to 19,999 Btu/h | 14000 | 14.7 | No | 20000 | 14000 | (4) Without reverse cycle, with louvered sides, and 14,000 to 19,999 Btu/h | #N/A | #N/A | #N/A | #N/A | #N/A | #N/A | #N/A | #N/A | #N/A | #N/A | #N/A | #N/A | #N/A | #N/A | #N/A | #N/A | #N/A | #N/A | #N/A
LG | LW1822IVSM | (4) Without reverse cycle, with louvered sides, and 14,000 to 19,999 Btu/h | 18000 | 14.7 | No | 20000 | 14000 | (4) Without reverse cycle, with louvered sides, and 14,000 to 19,999 Btu/h | #N/A | #N/A | #N/A | #N/A | #N/A | #N/A | #N/A | #N/A | #N/A | #N/A | #N/A | #N/A | #N/A | #N/A | #N/A | #N/A | #N/A | #N/A | #N/A
MRCOOL | MWUC08T115 | (3) Without reverse cycle, with louvered sides, and 8,000 to 13,999 Btu/h | 8000 | 15 | No | 11000 | 8000 | (3) Without reverse cycle, with louvered sides, and 8,000 to 13,999 Btu/h | #N/A | #N/A | #N/A | #N/A | #N/A | #N/A | #N/A | #N/A | #N/A | #N/A | #N/A | #N/A | #N/A | #N/A | #N/A | #N/A | #N/A | #N/A | #N/A
Frigidaire Gallery | GHWQ083WC1 | (3) Without reverse cycle, with louvered sides, and 8,000 to 13,999 Btu/h | 8000 | 15 | No | 11000 | 8000 | (3) Without reverse cycle, with louvered sides, and 8,000 to 13,999 Btu/h | #N/A | #N/A | #N/A | #N/A | #N/A | #N/A | #N/A | #N/A | #N/A | #N/A | #N/A | #N/A | #N/A | #N/A | #N/A | #N/A | #N/A | #N/A | #N/A
Sea Breeze+ | WAU38YREX | (3) Without reverse cycle, with louvered sides, and 8,000 to 13,999 Btu/h | 8000 | 15 | Yes | 11000 | 8000 | (3) Without reverse cycle, with louvered sides, and 8,000 to 13,999 Btu/h | #N/A | #N/A | #N/A | #N/A | #N/A | #N/A | #N/A | #N/A | #N/A | #N/A | #N/A | #N/A | #N/A | #N/A | #N/A | #N/A | #N/A | #N/A | #N/A
Midea | MAW08V1QWT | (3) Without reverse cycle, with louvered sides, and 8,000 to 13,999 Btu/h | 8000 | 15 | No | 11000 | 8000 | (3) Without reverse cycle, with louvered sides, and 8,000 to 13,999 Btu/h | #N/A | #N/A | #N/A | #N/A | #N/A | #N/A | #N/A | #N/A | #N/A | #N/A | #N/A | #N/A | #N/A | #N/A | #N/A | #N/A | #N/A | #N/A | #N/A
Midea | MAW08V1QWT-S | (3) Without reverse cycle, with louvered sides, and 8,000 to 13,999 Btu/h | 8000 | 15 | Yes | 11000 | 8000 | (3) Without reverse cycle, with louvered sides, and 8,000 to 13,999 Btu/h | #N/A | #N/A | #N/A | #N/A | #N/A | #N/A | #N/A | #N/A | #N/A | #N/A | #N/A | #N/A | #N/A | #N/A | #N/A | #N/A | #N/A | #N/A | #N/A
Danby | DAC080B6IWDB-6 | (3) Without reverse cycle, with louvered sides, and 8,000 to 13,999 Btu/h | 8000 | 15 | Yes | 11000 | 8000 | (3) Without reverse cycle, with louvered sides, and 8,000 to 13,999 Btu/h | #N/A | #N/A | #N/A | #N/A | #N/A | #N/A | #N/A | #N/A | #N/A | #N/A | #N/A | #N/A | #N/A | #N/A | #N/A | #N/A | #N/A | #N/A | #N/A
Danby | DAC080B7IWDB-6 | (3) Without reverse cycle, with louvered sides, and 8,000 to 13,999 Btu/h | 8000 | 15 | No | 11000 | 8000 | (3) Without reverse cycle, with louvered sides, and 8,000 to 13,999 Btu/h | #N/A | #N/A | #N/A | #N/A | #N/A | #N/A | #N/A | #N/A | #N/A | #N/A | #N/A | #N/A | #N/A | #N/A | #N/A | #N/A | #N/A | #N/A | #N/A
Perfect aire | 1PACU8000 | (3) Without reverse cycle, with louvered sides, and 8,000 to 13,999 Btu/h | 8000 | 15 | Yes | 11000 | 8000 | (3) Without reverse cycle, with louvered sides, and 8,000 to 13,999 Btu/h | #N/A | #N/A | #N/A | #N/A | #N/A | #N/A | #N/A | #N/A | #N/A | #N/A | #N/A | #N/A | #N/A | #N/A | #N/A | #N/A | #N/A | #N/A | #N/A
TCL | KC-23/YXRDBp(E1/6)(001955) | (3) Without reverse cycle, with louvered sides, and 8,000 to 13,999 Btu/h | 8000 | 15 | Yes | 11000 | 8000 | (3) Without reverse cycle, with louvered sides, and 8,000 to 13,999 Btu/h | #N/A | #N/A | #N/A | #N/A | #N/A | #N/A | #N/A | #N/A | #N/A | #N/A | #N/A | #N/A | #N/A | #N/A | #N/A | #N/A | #N/A | #N/A | #N/A
TCL | KC-23/YXRDBp(E1/6)(001662) | (3) Without reverse cycle, with louvered sides, and 8,000 to 13,999 Btu/h | 8000 | 15 | Yes | 11000 | 8000 | (3) Without reverse cycle, with louvered sides, and 8,000 to 13,999 Btu/h | #N/A | #N/A | #N/A | #N/A | #N/A | #N/A | #N/A | #N/A | #N/A | #N/A | #N/A | #N/A | #N/A | #N/A | #N/A | #N/A | #N/A | #N/A | #N/A
Midea | MAW08V1QWT | (3) Without reverse cycle, with louvered sides, and 8,000 to 13,999 Btu/h | 8000 | 15 | No | 11000 | 8000 | (3) Without reverse cycle, with louvered sides, and 8,000 to 13,999 Btu/h | #N/A | #N/A | #N/A | #N/A | #N/A | #N/A | #N/A | #N/A | #N/A | #N/A | #N/A | #N/A | #N/A | #N/A | #N/A | #N/A | #N/A | #N/A | #N/A
DREO | DR-HAC002 | (3) Without reverse cycle, with louvered sides, and 8,000 to 13,999 Btu/h | 8000 | 15 | Yes | 11000 | 8000 | (3) Without reverse cycle, with louvered sides, and 8,000 to 13,999 Btu/h | #N/A | #N/A | #N/A | #N/A | #N/A | #N/A | #N/A | #N/A | #N/A | #N/A | #N/A | #N/A | #N/A | #N/A | #N/A | #N/A | #N/A | #N/A | #N/A
TCL | KC-23/YXRDBp(E1/6)(001588) | (3) Without reverse cycle, with louvered sides, and 8,000 to 13,999 Btu/h | 8000 | 15 | Yes | 11000 | 8000 | (3) Without reverse cycle, with louvered sides, and 8,000 to 13,999 Btu/h | #N/A | #N/A | #N/A | #N/A | #N/A | #N/A | #N/A | #N/A | #N/A | #N/A | #N/A | #N/A | #N/A | #N/A | #N/A | #N/A | #N/A | #N/A | #N/A
Midea | MAW08V1QWT | (3) Without reverse cycle, with louvered sides, and 8,000 to 13,999 Btu/h | 8000 | 15 | No | 11000 | 8000 | (3) Without reverse cycle, with louvered sides, and 8,000 to 13,999 Btu/h | #N/A | #N/A | #N/A | #N/A | #N/A | #N/A | #N/A | #N/A | #N/A | #N/A | #N/A | #N/A | #N/A | #N/A | #N/A | #N/A | #N/A | #N/A | #N/A
Midea | MAW08V1QWT | (3) Without reverse cycle, with louvered sides, and 8,000 to 13,999 Btu/h | 8000 | 15 | Yes | 11000 | 8000 | (3) Without reverse cycle, with louvered sides, and 8,000 to 13,999 Btu/h | #N/A | #N/A | #N/A | #N/A | #N/A | #N/A | #N/A | #N/A | #N/A | #N/A | #N/A | #N/A | #N/A | #N/A | #N/A | #N/A | #N/A | #N/A | #N/A
MIDEA | 315241074 | (3) Without reverse cycle, with louvered sides, and 8,000 to 13,999 Btu/h | 8000 | 15 | No | 11000 | 8000 | (3) Without reverse cycle, with louvered sides, and 8,000 to 13,999 Btu/h | #N/A | #N/A | #N/A | #N/A | #N/A | #N/A | #N/A | #N/A | #N/A | #N/A | #N/A | #N/A | #N/A | #N/A | #N/A | #N/A | #N/A | #N/A | #N/A
Midea | MWAUQB-08CRFN8-BCN10 | (3) Without reverse cycle, with louvered sides, and 8,000 to 13,999 Btu/h | 8000 | 15 | Yes | 11000 | 8000 | (3) Without reverse cycle, with louvered sides, and 8,000 to 13,999 Btu/h | #N/A | #N/A | #N/A | #N/A | #N/A | #N/A | #N/A | #N/A | #N/A | #N/A | #N/A | #N/A | #N/A | #N/A | #N/A | #N/A | #N/A | #N/A | #N/A
Danby | DAC080B6IWDB-6 | (3) Without reverse cycle, with louvered sides, and 8,000 to 13,999 Btu/h | 8000 | 15 | No | 11000 | 8000 | (3) Without reverse cycle, with louvered sides, and 8,000 to 13,999 Btu/h | #N/A | #N/A | #N/A | #N/A | #N/A | #N/A | #N/A | #N/A | #N/A | #N/A | #N/A | #N/A | #N/A | #N/A | #N/A | #N/A | #N/A | #N/A | #N/A
TCL | H8W25WQ | (3) Without reverse cycle, with louvered sides, and 8,000 to 13,999 Btu/h | 8000 | 15 | No | 11000 | 8000 | (3) Without reverse cycle, with louvered sides, and 8,000 to 13,999 Btu/h | #N/A | #N/A | #N/A | #N/A | #N/A | #N/A | #N/A | #N/A | #N/A | #N/A | #N/A | #N/A | #N/A | #N/A | #N/A | #N/A | #N/A | #N/A | #N/A
TCL | KC-23/YXRDBp(E1/6)(001740) | (3) Without reverse cycle, with louvered sides, and 8,000 to 13,999 Btu/h | 8000 | 15 | No | 11000 | 8000 | (3) Without reverse cycle, with louvered sides, and 8,000 to 13,999 Btu/h | #N/A | #N/A | #N/A | #N/A | #N/A | #N/A | #N/A | #N/A | #N/A | #N/A | #N/A | #N/A | #N/A | #N/A | #N/A | #N/A | #N/A | #N/A | #N/A
Honeywell | HAC-U8-B | (3) Without reverse cycle, with louvered sides, and 8,000 to 13,999 Btu/h | 8000 | 15 | No | 11000 | 8000 | (3) Without reverse cycle, with louvered sides, and 8,000 to 13,999 Btu/h | #N/A | #N/A | #N/A | #N/A | #N/A | #N/A | #N/A | #N/A | #N/A | #N/A | #N/A | #N/A | #N/A | #N/A | #N/A | #N/A | #N/A | #N/A | #N/A
Honeywell | HAC-U8 | (3) Without reverse cycle, with louvered sides, and 8,000 to 13,999 Btu/h | 8000 | 15 | Yes | 11000 | 8000 | (3) Without reverse cycle, with louvered sides, and 8,000 to 13,999 Btu/h | #N/A | #N/A | #N/A | #N/A | #N/A | #N/A | #N/A | #N/A | #N/A | #N/A | #N/A | #N/A | #N/A | #N/A | #N/A | #N/A | #N/A | #N/A | #N/A
Hisense | AW0823TW1W | (3) Without reverse cycle, with louvered sides, and 8,000 to 13,999 Btu/h | 8000 | 15 | No | 11000 | 8000 | (3) Without reverse cycle, with louvered sides, and 8,000 to 13,999 Btu/h | #N/A | #N/A | #N/A | #N/A | #N/A | #N/A | #N/A | #N/A | #N/A | #N/A | #N/A | #N/A | #N/A | #N/A | #N/A | #N/A | #N/A | #N/A | #N/A
Comfort Aire | RXTS-81A | (3) Without reverse cycle, with louvered sides, and 8,000 to 13,999 Btu/h | 8000 | 15 | Yes | 11000 | 8000 | (3) Without reverse cycle, with louvered sides, and 8,000 to 13,999 Btu/h | #N/A | #N/A | #N/A | #N/A | #N/A | #N/A | #N/A | #N/A | #N/A | #N/A | #N/A | #N/A | #N/A | #N/A | #N/A | #N/A | #N/A | #N/A | #N/A
Danby | DAC080B8IWDB-6 | (3) Without reverse cycle, with louvered sides, and 8,000 to 13,999 Btu/h | 8000 | 15 | Yes | 11000 | 8000 | (3) Without reverse cycle, with louvered sides, and 8,000 to 13,999 Btu/h | #N/A | #N/A | #N/A | #N/A | #N/A | #N/A | #N/A | #N/A | #N/A | #N/A | #N/A | #N/A | #N/A | #N/A | #N/A | #N/A | #N/A | #N/A | #N/A
Insignia | NS-AC8WU3 | (3) Without reverse cycle, with louvered sides, and 8,000 to 13,999 Btu/h | 8000 | 15 | No | 11000 | 8000 | (3) Without reverse cycle, with louvered sides, and 8,000 to 13,999 Btu/h | #N/A | #N/A | #N/A | #N/A | #N/A | #N/A | #N/A | #N/A | #N/A | #N/A | #N/A | #N/A | #N/A | #N/A | #N/A | #N/A | #N/A | #N/A | #N/A
COOL-LIVING | CL-TIWC-08CRD1 | (3) Without reverse cycle, with louvered sides, and 8,000 to 13,999 Btu/h | 8000 | 15 | No | 11000 | 8000 | (3) Without reverse cycle, with louvered sides, and 8,000 to 13,999 Btu/h | #N/A | #N/A | #N/A | #N/A | #N/A | #N/A | #N/A | #N/A | #N/A | #N/A | #N/A | #N/A | #N/A | #N/A | #N/A | #N/A | #N/A | #N/A | #N/A
Midea | MAW08V1QWT-S | (3) Without reverse cycle, with louvered sides, and 8,000 to 13,999 Btu/h | 8000 | 15 | Yes | 11000 | 8000 | (3) Without reverse cycle, with louvered sides, and 8,000 to 13,999 Btu/h | #N/A | #N/A | #N/A | #N/A | #N/A | #N/A | #N/A | #N/A | #N/A | #N/A | #N/A | #N/A | #N/A | #N/A | #N/A | #N/A | #N/A | #N/A | #N/A
Midea | MWIUQB-08CRFN8-BCN0 | (3) Without reverse cycle, with louvered sides, and 8,000 to 13,999 Btu/h | 8000 | 15 | Yes | 11000 | 8000 | (3) Without reverse cycle, with louvered sides, and 8,000 to 13,999 Btu/h | #N/A | #N/A | #N/A | #N/A | #N/A | #N/A | #N/A | #N/A | #N/A | #N/A | #N/A | #N/A | #N/A | #N/A | #N/A | #N/A | #N/A | #N/A | #N/A
Midea | MWAUQB-10CRFN8-BCN10 | (3) Without reverse cycle, with louvered sides, and 8,000 to 13,999 Btu/h | 10000 | 15 | No | 11000 | 8000 | (3) Without reverse cycle, with louvered sides, and 8,000 to 13,999 Btu/h | #N/A | #N/A | #N/A | #N/A | #N/A | #N/A | #N/A | #N/A | #N/A | #N/A | #N/A | #N/A | #N/A | #N/A | #N/A | #N/A | #N/A | #N/A | #N/A
Midea | MAW10V1QWT | (3) Without reverse cycle, with louvered sides, and 8,000 to 13,999 Btu/h | 10000 | 15 | Yes | 11000 | 8000 | (3) Without reverse cycle, with louvered sides, and 8,000 to 13,999 Btu/h | #N/A | #N/A | #N/A | #N/A | #N/A | #N/A | #N/A | #N/A | #N/A | #N/A | #N/A | #N/A | #N/A | #N/A | #N/A | #N/A | #N/A | #N/A | #N/A
LG | LW1022IVSM | (3) Without reverse cycle, with louvered sides, and 8,000 to 13,999 Btu/h | 10000 | 15 | No | 11000 | 8000 | (3) Without reverse cycle, with louvered sides, and 8,000 to 13,999 Btu/h | #N/A | #N/A | #N/A | #N/A | #N/A | #N/A | #N/A | #N/A | #N/A | #N/A | #N/A | #N/A | #N/A | #N/A | #N/A | #N/A | #N/A | #N/A | #N/A
Midea | MAW10V1QWT | (3) Without reverse cycle, with louvered sides, and 8,000 to 13,999 Btu/h | 10000 | 15 | No | 11000 | 8000 | (3) Without reverse cycle, with louvered sides, and 8,000 to 13,999 Btu/h | #N/A | #N/A | #N/A | #N/A | #N/A | #N/A | #N/A | #N/A | #N/A | #N/A | #N/A | #N/A | #N/A | #N/A | #N/A | #N/A | #N/A | #N/A | #N/A
MRCOOL | MWUC10T115 | (3) Without reverse cycle, with louvered sides, and 8,000 to 13,999 Btu/h | 10000 | 15 | No | 11000 | 8000 | (3) Without reverse cycle, with louvered sides, and 8,000 to 13,999 Btu/h | #N/A | #N/A | #N/A | #N/A | #N/A | #N/A | #N/A | #N/A | #N/A | #N/A | #N/A | #N/A | #N/A | #N/A | #N/A | #N/A | #N/A | #N/A | #N/A
MIDEA | 318823794 | (3) Without reverse cycle, with louvered sides, and 8,000 to 13,999 Btu/h | 10000 | 15 | No | 11000 | 8000 | (3) Without reverse cycle, with louvered sides, and 8,000 to 13,999 Btu/h | #N/A | #N/A | #N/A | #N/A | #N/A | #N/A | #N/A | #N/A | #N/A | #N/A | #N/A | #N/A | #N/A | #N/A | #N/A | #N/A | #N/A | #N/A | #N/A
Frigidaire Gallery | GHWQ103WC1 | (3) Without reverse cycle, with louvered sides, and 8,000 to 13,999 Btu/h | 10000 | 15 | No | 11000 | 8000 | (3) Without reverse cycle, with louvered sides, and 8,000 to 13,999 Btu/h | #N/A | #N/A | #N/A | #N/A | #N/A | #N/A | #N/A | #N/A | #N/A | #N/A | #N/A | #N/A | #N/A | #N/A | #N/A | #N/A | #N/A | #N/A | #N/A
Danby | DAC100B6IWDB-6 | (3) Without reverse cycle, with louvered sides, and 8,000 to 13,999 Btu/h | 10000 | 15 | No | 11000 | 8000 | (3) Without reverse cycle, with louvered sides, and 8,000 to 13,999 Btu/h | #N/A | #N/A | #N/A | #N/A | #N/A | #N/A | #N/A | #N/A | #N/A | #N/A | #N/A | #N/A | #N/A | #N/A | #N/A | #N/A | #N/A | #N/A | #N/A
Danby | DAC100B8IWDB-6 | (3) Without reverse cycle, with louvered sides, and 8,000 to 13,999 Btu/h | 10000 | 15 | No | 11000 | 8000 | (3) Without reverse cycle, with louvered sides, and 8,000 to 13,999 Btu/h | #N/A | #N/A | #N/A | #N/A | #N/A | #N/A | #N/A | #N/A | #N/A | #N/A | #N/A | #N/A | #N/A | #N/A | #N/A | #N/A | #N/A | #N/A | #N/A
LG | LW1022FVSM | (3) Without reverse cycle, with louvered sides, and 8,000 to 13,999 Btu/h | 10000 | 15 | No | 11000 | 8000 | (3) Without reverse cycle, with louvered sides, and 8,000 to 13,999 Btu/h | #N/A | #N/A | #N/A | #N/A | #N/A | #N/A | #N/A | #N/A | #N/A | #N/A | #N/A | #N/A | #N/A | #N/A | #N/A | #N/A | #N/A | #N/A | #N/A
Honeywell | HAC-U10-B | (3) Without reverse cycle, with louvered sides, and 8,000 to 13,999 Btu/h | 10000 | 15 | No | 11000 | 8000 | (3) Without reverse cycle, with louvered sides, and 8,000 to 13,999 Btu/h | #N/A | #N/A | #N/A | #N/A | #N/A | #N/A | #N/A | #N/A | #N/A | #N/A | #N/A | #N/A | #N/A | #N/A | #N/A | #N/A | #N/A | #N/A | #N/A
Honeywell | HAC-U10 | (3) Without reverse cycle, with louvered sides, and 8,000 to 13,999 Btu/h | 10000 | 15 | No | 11000 | 8000 | (3) Without reverse cycle, with louvered sides, and 8,000 to 13,999 Btu/h | #N/A | #N/A | #N/A | #N/A | #N/A | #N/A | #N/A | #N/A | #N/A | #N/A | #N/A | #N/A | #N/A | #N/A | #N/A | #N/A | #N/A | #N/A | #N/A
LG | LW1022FVSM | (3) Without reverse cycle, with louvered sides, and 8,000 to 13,999 Btu/h | 10000 | 15 | No | 11000 | 8000 | (3) Without reverse cycle, with louvered sides, and 8,000 to 13,999 Btu/h | #N/A | #N/A | #N/A | #N/A | #N/A | #N/A | #N/A | #N/A | #N/A | #N/A | #N/A | #N/A | #N/A | #N/A | #N/A | #N/A | #N/A | #N/A | #N/A
Hisense | AW1023TW1W | (3) Without reverse cycle, with louvered sides, and 8,000 to 13,999 Btu/h | 10000 | 15 | No | 11000 | 8000 | (3) Without reverse cycle, with louvered sides, and 8,000 to 13,999 Btu/h | #N/A | #N/A | #N/A | #N/A | #N/A | #N/A | #N/A | #N/A | #N/A | #N/A | #N/A | #N/A | #N/A | #N/A | #N/A | #N/A | #N/A | #N/A | #N/A
LG | 1006792755 | (3) Without reverse cycle, with louvered sides, and 8,000 to 13,999 Btu/h | 10000 | 15 | Yes | 11000 | 8000 | (3) Without reverse cycle, with louvered sides, and 8,000 to 13,999 Btu/h | #N/A | #N/A | #N/A | #N/A | #N/A | #N/A | #N/A | #N/A | #N/A | #N/A | #N/A | #N/A | #N/A | #N/A | #N/A | #N/A | #N/A | #N/A | #N/A
Sea Breeze+ | WAU312YREX | (3) Without reverse cycle, with louvered sides, and 8,000 to 13,999 Btu/h | 10000 | 15 | Yes | 11000 | 8000 | (3) Without reverse cycle, with louvered sides, and 8,000 to 13,999 Btu/h | #N/A | #N/A | #N/A | #N/A | #N/A | #N/A | #N/A | #N/A | #N/A | #N/A | #N/A | #N/A | #N/A | #N/A | #N/A | #N/A | #N/A | #N/A | #N/A
Comfort Aire | RXTS-101A | (3) Without reverse cycle, with louvered sides, and 8,000 to 13,999 Btu/h | 10000 | 15 | Yes | 11000 | 8000 | (3) Without reverse cycle, with louvered sides, and 8,000 to 13,999 Btu/h | #N/A | #N/A | #N/A | #N/A | #N/A | #N/A | #N/A | #N/A | #N/A | #N/A | #N/A | #N/A | #N/A | #N/A | #N/A | #N/A | #N/A | #N/A | #N/A
Danby | DAC100B6IWDB-6 | (3) Without reverse cycle, with louvered sides, and 8,000 to 13,999 Btu/h | 10000 | 15 | Yes | 11000 | 8000 | (3) Without reverse cycle, with louvered sides, and 8,000 to 13,999 Btu/h | #N/A | #N/A | #N/A | #N/A | #N/A | #N/A | #N/A | #N/A | #N/A | #N/A | #N/A | #N/A | #N/A | #N/A | #N/A | #N/A | #N/A | #N/A | #N/A
Perfect aire | 1PACU10000 | (3) Without reverse cycle, with louvered sides, and 8,000 to 13,999 Btu/h | 10000 | 15 | Yes | 11000 | 8000 | (3) Without reverse cycle, with louvered sides, and 8,000 to 13,999 Btu/h | #N/A | #N/A | #N/A | #N/A | #N/A | #N/A | #N/A | #N/A | #N/A | #N/A | #N/A | #N/A | #N/A | #N/A | #N/A | #N/A | #N/A | #N/A | #N/A
Midea | MAW10V1QWT | (3) Without reverse cycle, with louvered sides, and 8,000 to 13,999 Btu/h | 10000 | 15 | Yes | 11000 | 8000 | (3) Without reverse cycle, with louvered sides, and 8,000 to 13,999 Btu/h | #N/A | #N/A | #N/A | #N/A | #N/A | #N/A | #N/A | #N/A | #N/A | #N/A | #N/A | #N/A | #N/A | #N/A | #N/A | #N/A | #N/A | #N/A | #N/A
Midea | MAW10V1QWT | (3) Without reverse cycle, with louvered sides, and 8,000 to 13,999 Btu/h | 10000 | 15 | Yes | 11000 | 8000 | (3) Without reverse cycle, with louvered sides, and 8,000 to 13,999 Btu/h | #N/A | #N/A | #N/A | #N/A | #N/A | #N/A | #N/A | #N/A | #N/A | #N/A | #N/A | #N/A | #N/A | #N/A | #N/A | #N/A | #N/A | #N/A | #N/A
Midea | MWIUQB-10CRFN8-BCN10 | (3) Without reverse cycle, with louvered sides, and 8,000 to 13,999 Btu/h | 10000 | 15 | Yes | 11000 | 8000 | (3) Without reverse cycle, with louvered sides, and 8,000 to 13,999 Btu/h | #N/A | #N/A | #N/A | #N/A | #N/A | #N/A | #N/A | #N/A | #N/A | #N/A | #N/A | #N/A | #N/A | #N/A | #N/A | #N/A | #N/A | #N/A | #N/A
LG | 1006876065 | (3) Without reverse cycle, with louvered sides, and 8,000 to 13,999 Btu/h | 12000 | 15 | Yes | 14000 | 11000 | (3) Without reverse cycle, with louvered sides, and 8,000 to 13,999 Btu/h | #N/A | #N/A | #N/A | #N/A | #N/A | #N/A | #N/A | #N/A | #N/A | #N/A | #N/A | #N/A | #N/A | #N/A | #N/A | #N/A | #N/A | #N/A | #N/A
Midea | MAW12V1QWT | (3) Without reverse cycle, with louvered sides, and 8,000 to 13,999 Btu/h | 12000 | 15 | No | 14000 | 11000 | (3) Without reverse cycle, with louvered sides, and 8,000 to 13,999 Btu/h | #N/A | #N/A | #N/A | #N/A | #N/A | #N/A | #N/A | #N/A | #N/A | #N/A | #N/A | #N/A | #N/A | #N/A | #N/A | #N/A | #N/A | #N/A | #N/A
Perfect aire | 1PACU12000 | (3) Without reverse cycle, with louvered sides, and 8,000 to 13,999 Btu/h | 12000 | 15 | Yes | 14000 | 11000 | (3) Without reverse cycle, with louvered sides, and 8,000 to 13,999 Btu/h | #N/A | #N/A | #N/A | #N/A | #N/A | #N/A | #N/A | #N/A | #N/A | #N/A | #N/A | #N/A | #N/A | #N/A | #N/A | #N/A | #N/A | #N/A | #N/A
Midea | MAW12V1QWT-S | (3) Without reverse cycle, with louvered sides, and 8,000 to 13,999 Btu/h | 12000 | 15 | No | 14000 | 11000 | (3) Without reverse cycle, with louvered sides, and 8,000 to 13,999 Btu/h | #N/A | #N/A | #N/A | #N/A | #N/A | #N/A | #N/A | #N/A | #N/A | #N/A | #N/A | #N/A | #N/A | #N/A | #N/A | #N/A | #N/A | #N/A | #N/A
Midea | MAW12AV1QWT | (3) Without reverse cycle, with louvered sides, and 8,000 to 13,999 Btu/h | 12000 | 15 | No | 14000 | 11000 | (3) Without reverse cycle, with louvered sides, and 8,000 to 13,999 Btu/h | #N/A | #N/A | #N/A | #N/A | #N/A | #N/A | #N/A | #N/A | #N/A | #N/A | #N/A | #N/A | #N/A | #N/A | #N/A | #N/A | #N/A | #N/A | #N/A
MRCOOL | MWUC12T115 | (3) Without reverse cycle, with louvered sides, and 8,000 to 13,999 Btu/h | 12000 | 15 | Yes | 14000 | 11000 | (3) Without reverse cycle, with louvered sides, and 8,000 to 13,999 Btu/h | #N/A | #N/A | #N/A | #N/A | #N/A | #N/A | #N/A | #N/A | #N/A | #N/A | #N/A | #N/A | #N/A | #N/A | #N/A | #N/A | #N/A | #N/A | #N/A
Frigidaire Gallery | GHWQ123WC1 | (3) Without reverse cycle, with louvered sides, and 8,000 to 13,999 Btu/h | 12000 | 15 | No | 14000 | 11000 | (3) Without reverse cycle, with louvered sides, and 8,000 to 13,999 Btu/h | #N/A | #N/A | #N/A | #N/A | #N/A | #N/A | #N/A | #N/A | #N/A | #N/A | #N/A | #N/A | #N/A | #N/A | #N/A | #N/A | #N/A | #N/A | #N/A
Sea Breeze+ | WAU310YREX | (3) Without reverse cycle, with louvered sides, and 8,000 to 13,999 Btu/h | 12000 | 15 | Yes | 14000 | 11000 | (3) Without reverse cycle, with louvered sides, and 8,000 to 13,999 Btu/h | #N/A | #N/A | #N/A | #N/A | #N/A | #N/A | #N/A | #N/A | #N/A | #N/A | #N/A | #N/A | #N/A | #N/A | #N/A | #N/A | #N/A | #N/A | #N/A
Danby | DAC120B6IWDB-6 | (3) Without reverse cycle, with louvered sides, and 8,000 to 13,999 Btu/h | 12000 | 15 | Yes | 14000 | 11000 | (3) Without reverse cycle, with louvered sides, and 8,000 to 13,999 Btu/h | #N/A | #N/A | #N/A | #N/A | #N/A | #N/A | #N/A | #N/A | #N/A | #N/A | #N/A | #N/A | #N/A | #N/A | #N/A | #N/A | #N/A | #N/A | #N/A
Danby | DAC120B6IWDB-6 | (3) Without reverse cycle, with louvered sides, and 8,000 to 13,999 Btu/h | 12000 | 15 | No | 14000 | 11000 | (3) Without reverse cycle, with louvered sides, and 8,000 to 13,999 Btu/h | #N/A | #N/A | #N/A | #N/A | #N/A | #N/A | #N/A | #N/A | #N/A | #N/A | #N/A | #N/A | #N/A | #N/A | #N/A | #N/A | #N/A | #N/A | #N/A
LG | LW1222IVSM | (3) Without reverse cycle, with louvered sides, and 8,000 to 13,999 Btu/h | 12000 | 15 | No | 14000 | 11000 | (3) Without reverse cycle, with louvered sides, and 8,000 to 13,999 Btu/h | #N/A | #N/A | #N/A | #N/A | #N/A | #N/A | #N/A | #N/A | #N/A | #N/A | #N/A | #N/A | #N/A | #N/A | #N/A | #N/A | #N/A | #N/A | #N/A
Honeywell | HAC-U12-B | (3) Without reverse cycle, with louvered sides, and 8,000 to 13,999 Btu/h | 12000 | 15 | Yes | 14000 | 11000 | (3) Without reverse cycle, with louvered sides, and 8,000 to 13,999 Btu/h | #N/A | #N/A | #N/A | #N/A | #N/A | #N/A | #N/A | #N/A | #N/A | #N/A | #N/A | #N/A | #N/A | #N/A | #N/A | #N/A | #N/A | #N/A | #N/A
Midea | MAW12V1QWT | (3) Without reverse cycle, with louvered sides, and 8,000 to 13,999 Btu/h | 12000 | 15 | Yes | 14000 | 11000 | (3) Without reverse cycle, with louvered sides, and 8,000 to 13,999 Btu/h | #N/A | #N/A | #N/A | #N/A | #N/A | #N/A | #N/A | #N/A | #N/A | #N/A | #N/A | #N/A | #N/A | #N/A | #N/A | #N/A | #N/A | #N/A | #N/A
MIDEA | 315241182 | (3) Without reverse cycle, with louvered sides, and 8,000 to 13,999 Btu/h | 12000 | 15 | No | 14000 | 11000 | (3) Without reverse cycle, with louvered sides, and 8,000 to 13,999 Btu/h | #N/A | #N/A | #N/A | #N/A | #N/A | #N/A | #N/A | #N/A | #N/A | #N/A | #N/A | #N/A | #N/A | #N/A | #N/A | #N/A | #N/A | #N/A | #N/A
Comfort Aire | RXTS-121A | (3) Without reverse cycle, with louvered sides, and 8,000 to 13,999 Btu/h | 12000 | 15 | Yes | 14000 | 11000 | (3) Without reverse cycle, with louvered sides, and 8,000 to 13,999 Btu/h | #N/A | #N/A | #N/A | #N/A | #N/A | #N/A | #N/A | #N/A | #N/A | #N/A | #N/A | #N/A | #N/A | #N/A | #N/A | #N/A | #N/A | #N/A | #N/A
Midea | MWAUQB-12CRFN8-BCN10 | (3) Without reverse cycle, with louvered sides, and 8,000 to 13,999 Btu/h | 12000 | 15 | No | 14000 | 11000 | (3) Without reverse cycle, with louvered sides, and 8,000 to 13,999 Btu/h | #N/A | #N/A | #N/A | #N/A | #N/A | #N/A | #N/A | #N/A | #N/A | #N/A | #N/A | #N/A | #N/A | #N/A | #N/A | #N/A | #N/A | #N/A | #N/A
Midea | MAW12V1QWT-S | (3) Without reverse cycle, with louvered sides, and 8,000 to 13,999 Btu/h | 12000 | 15 | Yes | 14000 | 11000 | (3) Without reverse cycle, with louvered sides, and 8,000 to 13,999 Btu/h | #N/A | #N/A | #N/A | #N/A | #N/A | #N/A | #N/A | #N/A | #N/A | #N/A | #N/A | #N/A | #N/A | #N/A | #N/A | #N/A | #N/A | #N/A | #N/A
Honeywell | HAC-U12 | (3) Without reverse cycle, with louvered sides, and 8,000 to 13,999 Btu/h | 12000 | 15 | No | 14000 | 11000 | (3) Without reverse cycle, with louvered sides, and 8,000 to 13,999 Btu/h | #N/A | #N/A | #N/A | #N/A | #N/A | #N/A | #N/A | #N/A | #N/A | #N/A | #N/A | #N/A | #N/A | #N/A | #N/A | #N/A | #N/A | #N/A | #N/A
Midea | MAW12V1QWT | (3) Without reverse cycle, with louvered sides, and 8,000 to 13,999 Btu/h | 12000 | 15 | Yes | 14000 | 11000 | (3) Without reverse cycle, with louvered sides, and 8,000 to 13,999 Btu/h | #N/A | #N/A | #N/A | #N/A | #N/A | #N/A | #N/A | #N/A | #N/A | #N/A | #N/A | #N/A | #N/A | #N/A | #N/A | #N/A | #N/A | #N/A | #N/A
Midea | MAW12V1QWT | (3) Without reverse cycle, with louvered sides, and 8,000 to 13,999 Btu/h | 12000 | 15 | Yes | 14000 | 11000 | (3) Without reverse cycle, with louvered sides, and 8,000 to 13,999 Btu/h | #N/A | #N/A | #N/A | #N/A | #N/A | #N/A | #N/A | #N/A | #N/A | #N/A | #N/A | #N/A | #N/A | #N/A | #N/A | #N/A | #N/A | #N/A | #N/A
Midea | MWIUQB-12CRFN8-BCN10 | (3) Without reverse cycle, with louvered sides, and 8,000 to 13,999 Btu/h | 12000 | 15 | Yes | 14000 | 11000 | (3) Without reverse cycle, with louvered sides, and 8,000 to 13,999 Btu/h | #N/A | #N/A | #N/A | #N/A | #N/A | #N/A | #N/A | #N/A | #N/A | #N/A | #N/A | #N/A | #N/A | #N/A | #N/A | #N/A | #N/A | #N/A | #N/A
Hisense | AW1222TW1W | (3) Without reverse cycle, with louvered sides, and 8,000 to 13,999 Btu/h | 12000 | 15 | No | 14000 | 11000 | (3) Without reverse cycle, with louvered sides, and 8,000 to 13,999 Btu/h | #N/A | #N/A | #N/A | #N/A | #N/A | #N/A | #N/A | #N/A | #N/A | #N/A | #N/A | #N/A | #N/A | #N/A | #N/A | #N/A | #N/A | #N/A | #N/A
Hisense | AW1422TW1W | (4) Without reverse cycle, with louvered sides, and 14,000 to 19,999 Btu/h | 14000 | 15 | No | 20000 | 14000 | (4) Without reverse cycle, with louvered sides, and 14,000 to 19,999 Btu/h | #N/A | #N/A | #N/A | #N/A | #N/A | #N/A | #N/A | #N/A | #N/A | #N/A | #N/A | #N/A | #N/A | #N/A | #N/A | #N/A | #N/A | #N/A | #N/A
Hisense | 5198837 | (4) Without reverse cycle, with louvered sides, and 14,000 to 19,999 Btu/h | 18000 | 15 | No | 20000 | 14000 | (4) Without reverse cycle, with louvered sides, and 14,000 to 19,999 Btu/h | #N/A | #N/A | #N/A | #N/A | #N/A | #N/A | #N/A | #N/A | #N/A | #N/A | #N/A | #N/A | #N/A | #N/A | #N/A | #N/A | #N/A | #N/A | #N/A
Hisense | AW1823TW3W | (4) Without reverse cycle, with louvered sides, and 14,000 to 19,999 Btu/h | 18000 | 15 | No | 20000 | 14000 | (4) Without reverse cycle, with louvered sides, and 14,000 to 19,999 Btu/h | #N/A | #N/A | #N/A | #N/A | #N/A | #N/A | #N/A | #N/A | #N/A | #N/A | #N/A | #N/A | #N/A | #N/A | #N/A | #N/A | #N/A | #N/A | #N/A
Hisense | AW2223TW3W | (5a) Without reverse cycle, with louvered sides, and 20,000 to 27,999 Btu/h | 22000 | 15 | No | 28000 | 20000 | (5a) Without reverse cycle, with louvered sides, and 20,000 to 27,999 Btu/h | #N/A | #N/A | #N/A | #N/A | #N/A | #N/A | #N/A | #N/A | #N/A | #N/A | #N/A | #N/A | #N/A | #N/A | #N/A | #N/A | #N/A | #N/A | #N/A
Hisense | 5198838 | (5a) Without reverse cycle, with louvered sides, and 20,000 to 27,999 Btu/h | 22000 | 15 | No | 28000 | 20000 | (5a) Without reverse cycle, with louvered sides, and 20,000 to 27,999 Btu/h | #N/A | #N/A | #N/A | #N/A | #N/A | #N/A | #N/A | #N/A | #N/A | #N/A | #N/A | #N/A | #N/A | #N/A | #N/A | #N/A | #N/A | #N/A | #N/A
Hisense | AW1022TW1W | (3) Without reverse cycle, with louvered sides, and 8,000 to 13,999 Btu/h | 10000 | 15.1 | No | 11000 | 8000 | (3) Without reverse cycle, with louvered sides, and 8,000 to 13,999 Btu/h | #N/A | #N/A | #N/A | #N/A | #N/A | #N/A | #N/A | #N/A | #N/A | #N/A | #N/A | #N/A | #N/A | #N/A | #N/A | #N/A | #N/A | #N/A | #N/A
Hisense | 4350821 | (3) Without reverse cycle, with louvered sides, and 8,000 to 13,999 Btu/h | 10200 | 15.1 | No | 11000 | 8000 | (3) Without reverse cycle, with louvered sides, and 8,000 to 13,999 Btu/h | #N/A | #N/A | #N/A | #N/A | #N/A | #N/A | #N/A | #N/A | #N/A | #N/A | #N/A | #N/A | #N/A | #N/A | #N/A | #N/A | #N/A | #N/A | #N/A
Hisense | AW0822TW1W | (3) Without reverse cycle, with louvered sides, and 8,000 to 13,999 Btu/h | 8000 | 15.2 | No | 11000 | 8000 | (3) Without reverse cycle, with louvered sides, and 8,000 to 13,999 Btu/h | #N/A | #N/A | #N/A | #N/A | #N/A | #N/A | #N/A | #N/A | #N/A | #N/A | #N/A | #N/A | #N/A | #N/A | #N/A | #N/A | #N/A | #N/A | #N/A
Hisense | 4350822 | (3) Without reverse cycle, with louvered sides, and 8,000 to 13,999 Btu/h | 12000 | 15.2 | No | 14000 | 11000 | (3) Without reverse cycle, with louvered sides, and 8,000 to 13,999 Btu/h | #N/A | #N/A | #N/A | #N/A | #N/A | #N/A | #N/A | #N/A | #N/A | #N/A | #N/A | #N/A | #N/A | #N/A | #N/A | #N/A | #N/A | #N/A | #N/A
Hisense | 4350823 | (4) Without reverse cycle, with louvered sides, and 14,000 to 19,999 Btu/h | 14000 | 15.2 | Yes | 20000 | 14000 | (4) Without reverse cycle, with louvered sides, and 14,000 to 19,999 Btu/h | #N/A | #N/A | #N/A | #N/A | #N/A | #N/A | #N/A | #N/A | #N/A | #N/A | #N/A | #N/A | #N/A | #N/A | #N/A | #N/A | #N/A | #N/A | #N/A
Hisense | 4350823 | (4) Without reverse cycle, with louvered sides, and 14,000 to 19,999 Btu/h | 14400 | 15.2 | No | 20000 | 14000 | (4) Without reverse cycle, with louvered sides, and 14,000 to 19,999 Btu/h | #N/A | #N/A | #N/A | #N/A | #N/A | #N/A | #N/A | #N/A | #N/A | #N/A | #N/A | #N/A | #N/A | #N/A | #N/A | #N/A | #N/A | #N/A | #N/A
Hisense | 4350820 | (3) Without reverse cycle, with louvered sides, and 8,000 to 13,999 Btu/h | 8100 | 15.4 | Yes | 11000 | 8000 | (3) Without reverse cycle, with louvered sides, and 8,000 to 13,999 Btu/h | #N/A | #N/A | #N/A | #N/A | #N/A | #N/A | #N/A | #N/A | #N/A | #N/A | #N/A | #N/A | #N/A | #N/A | #N/A | #N/A | #N/A | #N/A | #N/A
GE Profile | AHTR12ACH2 | (3) Without reverse cycle, with louvered sides, and 8,000 to 13,999 Btu/h | 12200 | 15.4 | Yes | 14000 | 11000 | (3) Without reverse cycle, with louvered sides, and 8,000 to 13,999 Btu/h | #N/A | #N/A | #N/A | #N/A | #N/A | #N/A | #N/A | #N/A | #N/A | #N/A | #N/A | #N/A | #N/A | #N/A | #N/A | #N/A | #N/A | #N/A | #N/A
LG | LW8022IVSM | (3) Without reverse cycle, with louvered sides, and 8,000 to 13,999 Btu/h | 8000 | 15.5 | Yes | 11000 | 8000 | (3) Without reverse cycle, with louvered sides, and 8,000 to 13,999 Btu/h | #N/A | #N/A | #N/A | #N/A | #N/A | #N/A | #N/A | #N/A | #N/A | #N/A | #N/A | #N/A | #N/A | #N/A | #N/A | #N/A | #N/A | #N/A | #N/A
LG | 1006792754 | (3) Without reverse cycle, with louvered sides, and 8,000 to 13,999 Btu/h | 8000 | 15.5 | Yes | 11000 | 8000 | (3) Without reverse cycle, with louvered sides, and 8,000 to 13,999 Btu/h | #N/A | #N/A | #N/A | #N/A | #N/A | #N/A | #N/A | #N/A | #N/A | #N/A | #N/A | #N/A | #N/A | #N/A | #N/A | #N/A | #N/A | #N/A | #N/A
GE Profile | AHTR10ACH2 | (3) Without reverse cycle, with louvered sides, and 8,000 to 13,999 Btu/h | 10100 | 15.7 | No | 11000 | 8000 | (3) Without reverse cycle, with louvered sides, and 8,000 to 13,999 Btu/h | #N/A | #N/A | #N/A | #N/A | #N/A | #N/A | #N/A | #N/A | #N/A | #N/A | #N/A | #N/A | #N/A | #N/A | #N/A | #N/A | #N/A | #N/A | #N/A