## Qualified Product List
Archived ENERGY STAR Qualified Solid State Luminaires (SSL) Product List
List of fixtures qualified through March 31, 2011
These models are qualified to the retired Solid State Luminaires specification, and are qualified only until March 31, 2012. This archived list is for reference only. Currently qualified fixtures can be found at www.energystar.gov/fixtures.
ENERGY STAR Partner | Brand | Model Number | Retail Product Number | Intended for Commercial Use, Residential Use or Both? | Lighting Technology Used | Fixture Type | Total Input Power (Watts) | Source Efficacy | Luminaire Efficacy | Power Factor | Correlated Color Temperature (Kelvin) | Color Rendering Index (CRI) | Rated Life of Light Source (Hours) | Date Qualified | Special Features (Dimming, Motion Sensing etc) | Notes
American Fluorescent Corp. | Ascent LED | L606M30S1D |  | Both | LED | Recessed downlights | 14 | N/A | 44.8 | 0.96 | 3000 | 84.2 | 35000 | 2010-11-08 | Dimmable
American Fluorescent Corp. | Innova Lighting | INE6002XX | ITEM/ART 272122 | Residential | LED | Outdoor wall-mounted porch lights | 5.7 | N/A | 39 | 0.7 | 4000 | 81 | 35000 | 2011-09-08
American Lighting Inc. | AMERICAN LIGHTING, LLC | LD6-E26-30-WH |  | Both | LED | Recessed downlights | 12.9 | N/A | 45.5 | 0.95 | 3000 | 83 | 35000 | 2010-12-02 | Dimmable
Amerlux Global Lighting Solutions | Amerlux Global Lighting | CNTRV22 LED 3000K FL |  | Residential | LED | Surface-mounted with directional heads | 11.5 | N/A | 45.1 | 0.99 | 3000 | 81.2 | 35000 | 2010-10-01 | Dimmable
Amerlux Global Lighting Solutions | Amerlux Global Lighting | CNTRV22 LED 3000K NF |  | Residential | LED | Surface-mounted with directional heads | 11.5 | N/A | 45.1 | 0.99 | 3000 | 81.2 | 35000 | 2010-10-01 | Dimmable
Amerlux Global Lighting Solutions | Amerlux Global Lighting | CNTRV22 LED 3500K FL |  | Residential | LED | Surface-mounted with directional heads | 11.5 | N/A | 45.1 | 0.99 | 3500 | 81.2 | 35000 | 2010-10-01 | Dimmable
Amerlux Global Lighting Solutions | Amerlux Global Lighting | CNTRV22 LED 3500K NF |  | Residential | LED | Surface-mounted with directional heads | 11.5 | N/A | 45.1 | 0.99 | 3500 | 81.2 | 35000 | 2010-10-01 | Dimmable
Amerlux Global Lighting Solutions | Amerlux Global Lighting | CNTRV23 LED 3000K FL |  | Residential | LED | Surface-mounted with directional heads | 16.4 | N/A | 41.3 | 0.99 | 3000 | 84.8 | 35000 | 2010-10-01 | Dimmable
Amerlux Global Lighting Solutions | Amerlux Global Lighting | CNTRV23 LED 3000K NF |  | Residential | LED | Surface-mounted with directional heads | 16.4 | N/A | 41.3 | 0.99 | 3000 | 84.8 | 35000 | 2010-10-01 | Dimmable
Amerlux Global Lighting Solutions | Amerlux Global Lighting | CNTRV23 LED 3500K FL |  | Residential | LED | Surface-mounted with directional heads | 16.4 | N/A | 41.3 | 0.99 | 3500 | 84.8 | 35000 | 2010-10-01 | Dimmable
Amerlux Global Lighting Solutions | Amerlux Global Lighting | CNTRV23 LED 3500K NF |  | Residential | LED | Surface-mounted with directional heads | 16.4 | N/A | 41.3 | 0.99 | 3500 | 84.8 | 35000 | 2010-10-01 | Dimmable
Amerlux Global Lighting Solutions | Amerlux Global Lighting | CNTRV33 LED 2700K FL |  | Residential | LED | Surface-mounted with directional heads | 23.2 | N/A | 42.6 | 0.9 | 2700 | 85 | 35000 | 2010-09-27
Amerlux Global Lighting Solutions | Amerlux Global Lighting | CNTRV33 LED 2700K NF |  | Residential | LED | Surface-mounted with directional heads | 23.2 | N/A | 42.6 | 0.9 | 2700 | 85 | 35000 | 2010-09-27
Amerlux Global Lighting Solutions | Amerlux Global Lighting | CNTRV33 LED 2700K SPOT |  | Residential | LED | Surface-mounted with directional heads | 23.2 | N/A | 42.6 | 0.9 | 2700 | 85 | 35000 | 2010-09-27
Amerlux Global Lighting Solutions | Amerlux Global Lighting | CNTRV33 LED 2700K WF |  | Residential | LED | Surface-mounted with directional heads | 23.2 | N/A | 42.6 | 0.9 | 2700 | 85 | 35000 | 2010-09-27
Amerlux Global Lighting Solutions | Amerlux Global Lighting | CNTRV33 LED 3000K FL |  | Residential | LED | Surface-mounted with directional heads | 23.2 | N/A | 42.6 | 0.9 | 3000 | 85 | 35000 | 2010-09-27
Amerlux Global Lighting Solutions | Amerlux Global Lighting | CNTRV33 LED 3000K NF |  | Residential | LED | Surface-mounted with directional heads | 23.2 | N/A | 42.6 | 0.9 | 3000 | 85 | 35000 | 2010-09-27
Amerlux Global Lighting Solutions | Amerlux Global Lighting | CNTRV33 LED 3000K SPOT |  | Residential | LED | Surface-mounted with directional heads | 23.2 | N/A | 42.6 | 0.9 | 3000 | 85 | 35000 | 2010-09-27
Amerlux Global Lighting Solutions | Amerlux Global Lighting | CNTRV33 LED 3000K WF |  | Residential | LED | Surface-mounted with directional heads | 23.2 | N/A | 42.6 | 0.9 | 3000 | 85 | 35000 | 2010-09-27
Amerlux Global Lighting Solutions | Amerlux Global Lighting | CNTRV33 LED 3500K FL |  | Residential | LED | Surface-mounted with directional heads | 23.2 | N/A | 42.6 | 0.9 | 3500 | 85 | 35000 | 2010-09-27
Amerlux Global Lighting Solutions | Amerlux Global Lighting | CNTRV33 LED 3500K NF |  | Residential | LED | Surface-mounted with directional heads | 23.2 | N/A | 42.6 | 0.9 | 3500 | 85 | 35000 | 2010-09-27
Amerlux Global Lighting Solutions | Amerlux Global Lighting | CNTRV33 LED 3500K SPOT |  | Residential | LED | Surface-mounted with directional heads | 23.2 | N/A | 42.6 | 0.9 | 3500 | 85 | 35000 | 2010-09-27
Amerlux Global Lighting Solutions | Amerlux Global Lighting | CNTRV33 LED 3500K WF |  | Residential | LED | Surface-mounted with directional heads | 23.2 | N/A | 42.6 | 0.9 | 3500 | 85 | 35000 | 2010-09-27
Bel Air Lighting, Trans Globe Lighting | PORTFOLIO | 136 |  | Residential | LED | Outdoor wall-mounted porch lights | 10.33 | N/A | 37.9 | 0.9 | 2700 | 84 | 35000 | 2009-09-16
Bel Air Lighting, Trans Globe Lighting | PORTFOLIO | 153 |  | Residential | LED | Outdoor wall-mounted porch lights | 7.7 | N/A | 36.8 | 0.87 | 2700 | 81.5 | 35000 | 2009-09-16
Bel Air Lighting, Trans Globe Lighting | PORTFOLIO | 8496 |  | Residential | LED | Outdoor wall-mounted porch lights | 10 | N/A | 26 | 0.9 | 2700 | 80 | 35000 | 2009-09-16
Bel Air Lighting, Trans Globe Lighting | PORTFOLIO | 9471 |  | Residential | LED | Outdoor wall-mounted porch lights | 11 | N/A | 35.5 | 0.9 | 2700 | 85 | 35000 | 2009-09-16
Bel Air Lighting, Trans Globe Lighting | PORTFOLIO | 11451 |  | Residential | LED | Outdoor wall-mounted porch lights | 7.7 | N/A | 36.8 | 0.87 | 2700 | 81.5 | 35000 | 2009-09-16
Bel Air Lighting, Trans Globe Lighting | PORTFOLIO | 12461 |  | Residential | LED | Outdoor wall-mounted porch lights | 10.33 | N/A | 37.9 | 0.9 | 2700 | 84 | 35000 | 2009-09-16
Bel Air Lighting, Trans Globe Lighting | PORTFOLIO | 25867 |  | Residential | LED | Ceiling-mounted with diffusers | 10.5 | N/A | 39.6 | 0.9 | 2700 | 83.8 | 25000 | 2009-09-16
Bel Air Lighting, Trans Globe Lighting | PORTFOLIO | 25918 |  | Residential | LED | Ceiling-mounted with diffusers | 9.7 | N/A | 40.6 | 0.9 | 2700 | 81.3 | 25000 | 2009-09-16
Bel Air Lighting, Trans Globe Lighting | PORTFOLIO | 47031 |  | Residential | LED | Ceiling-mounted with diffusers | 9.7 | N/A | 40.6 | 0.9 | 2700 | 81.3 | 25000 | 2009-09-16
BetaLED | Edge Pathway | PWY-EDG-2M |  | Commercial | LED | Bollards | 23.8 | N/A | 58.1 | 0.97 | 6500 | 72 | 35000 | 2011-01-18
BetaLED | Edge Pathway | PWY-EDG-3M |  | Commercial | LED | Bollards | 23.8 | N/A | 56.9 | 0.97 | 6500 | 72 | 35000 | 2011-01-18
BetaLED | Edge Pathway | PWY-EDG-5M |  | Commercial | LED | Bollards | 23.9 | N/A | 63.2 | 0.97 | 6500 | 72 | 35000 | 2011-01-18
BetaLED | Edge Pathway | PWY-EDG-5S |  | Commercial | LED | Bollards | 23.9 | N/A | 64.6 | 0.97 | 6500 | 71 | 35000 | 2011-01-18
BetaLED | Essentia | ESA-ADR-414 |  | Both | LED | Recessed downlights | 25.73 | N/A | 40.5 | 0.99 | 3500 | 79.6 | 35000 | 2011-01-14 | Dimmable
BetaLED | Essentia | ESA-ADR-614-C-LWW |  | Both | LED | Recessed downlights | 25.49 | N/A | 41.3 | 0.99 | 3500 | 79.1 | 35000 | 2011-01-14 | Dimmable
BetaLED | Essentia | ESA-ADR-628 |  | Both | LED | Recessed downlights | 52.62 | N/A | 39.5 | 0.99 | 3500 | 79.4 | 35000 | 2011-01-14 | Dimmable
BetaLED | Essentia | ESA-ADR-828-C-LWW |  | Both | LED | Recessed downlights | 53.63 | N/A | 40.6 | 0.99 | 3500 | 80 | 35000 | 2011-01-14 | Dimmable
BetaLED | Essentia | ESA-ADR-856 |  | Both | LED | Recessed downlights | 107.34 | N/A | 39.4 | 0.99 | 3500 | 80 | 35000 | 2011-01-14 | Dimmable
Blackstone International, LTD | Sunter Lighting | LED-134-A-3000K |  | Residential | LED | Desk Lamps | 5.8 | N/A | 42.9 | 0.83 | 3000 | 83.7 | 25000 | 2010-04-23 |  | Qualified only with the following power supplies: TEKA006-100480UK, XL1205
Blackstone International, LTD | Sunter Lighting | LED-134-A-4000K |  | Residential | LED | Desk Lamps | 5.8 | N/A | 42.9 | 0.83 | 4000 | 83.7 | 25000 | 2010-12-20 |  | Qualified only with the following power supplies: TEKA006-100480UK, XL1205
Blackstone International, LTD | Sunter Lighting | LED-134-A-5000K |  | Residential | LED | Desk Lamps | 5.8 | N/A | 42.9 | 0.83 | 5000 | 83.7 | 25000 | 2010-04-23 |  | Qualified only with the following power supplies: TEKA006-100480UK, XL1205
Blackstone International, LTD | Sunter Lighting | LED-134-C-3000K |  | Residential | LED | Desk Lamps | 5.8 | N/A | 42.9 | 0.83 | 3000 | 83.7 | 25000 | 2010-04-23 |  | Qualified only with the following power supplies: TEKA006-100480UK, XL1205
Blackstone International, LTD | Sunter Lighting | LED-134-C-4000K |  | Residential | LED | Desk Lamps | 5.8 | N/A | 42.9 | 0.83 | 4000 | 83.7 | 25000 | 2010-12-20 |  | Qualified only with the following power supplies: TEKA006-100480UK, XL1205
Blackstone International, LTD | Sunter Lighting | LED-134-C-5000K |  | Residential | LED | Desk Lamps | 5.8 | N/A | 42.9 | 0.83 | 5000 | 83.7 | 25000 | 2010-04-23
Blackstone International, LTD | Sunter Lighting | LED-134-G-3000K |  | Residential | LED | Desk Lamps | 5.8 | N/A | 42.9 | 0.83 | 3000 | 83.7 | 25000 | 2010-04-23 |  | Qualified only with the following power supplies: TEKA006-100480UK, XL1205
Blackstone International, LTD | Sunter Lighting | LED-134-G-4000K |  | Residential | LED | Desk Lamps | 5.8 | N/A | 42.9 | 0.83 | 4000 | 83.7 | 25000 | 2010-12-20 |  | Qualified only with the following power supplies: TEKA006-100480UK, XL1205
Blackstone International, LTD | Sunter Lighting | LED-134-G-5000K |  | Residential | LED | Desk Lamps | 5.8 | N/A | 42.9 | 0.83 | 5000 | 83.7 | 25000 | 2010-04-23 |  | Qualified only with the following power supplies: TEKA006-100480UK, XL1205
Blackstone International, LTD | Sunter Lighting | LED-752-A-3000K |  | Residential | LED | Desk Lamps | 5.5 | N/A | 37.1 | 0.83 | 3000 | 86.8 | 25000 | 2010-04-23 |  | Qualified only with the following power supplies: TEKA006-100480UK, XL1205
Blackstone International, LTD | Sunter Lighting | LED-752-A-4000K |  | Residential | LED | Desk Lamps | 5.5 | N/A | 37.1 | 0.83 | 4000 | 86.8 | 25000 | 2010-12-20 |  | Qualified only with the following power supplies: TEKA006-100480UK, XL1205
Blackstone International, LTD | Sunter Lighting | LED-752-C-3000K |  | Residential | LED | Desk Lamps | 5.5 | N/A | 37.1 | 0.83 | 3000 | 86.8 | 25000 | 2010-04-23 |  | Qualified only with the following power supplies: TEKA006-100480UK, XL1205
Blackstone International, LTD | Sunter Lighting | LED-752-C-4000K |  | Residential | LED | Desk Lamps | 5.5 | N/A | 37.1 | 0.83 | 4000 | 86.8 | 25000 | 2010-12-20 |  | Qualified only with the following power supplies: TEKA006-100480UK, XL1205
Blackstone International, LTD | Sunter Lighting | LED-752-C-5000K |  | Residential | LED | Desk Lamps | 5.5 | N/A | 37.1 | 0.83 | 5000 | 86.8 | 25000 | 2010-04-23 |  | Qualified only with the following power supplies: TEKA006-100480UK, XL1205
Blackstone International, LTD | Sunter Lighting | LED-752-G-3000K |  | Residential | LED | Desk Lamps | 5.5 | N/A | 37.1 | 0.83 | 3000 | 86.8 | 25000 | 2010-04-23 |  | Qualified only with the following power supplies: TEKA006-100480UK, XL1205
Blackstone International, LTD | Sunter Lighting | LED-752-G-4000K |  | Residential | LED | Desk Lamps | 5.5 | N/A | 37.1 | 0.83 | 4000 | 86.8 | 25000 | 2010-12-20 |  | Qualified only with the following power supplies: TEKA006-100480UK, XL1205
Blackstone International, LTD | Sunter Lighting | LED-752-G-5000K |  | Residential | LED | Desk Lamps | 5.5 | N/A | 37.1 | 0.83 | 5000 | 86.8 | 25000 | 2010-04-23 |  | Qualified only with the following power supplies: TEKA006-100480UK, XL1205
Canlyte Div. of Philips Electronics Ltd. | Lightolier Xceed LED | 1050LRN09D1 / 1050LRN0927 DL |  | Both | LED | Recessed downlights | 20.1 | N/A | 51.64 | 0.981 | 2700 | 82.5 | 35000 | 2011-01-31 | Dimmable
Canlyte Div. of Philips Electronics Ltd. | Lightolier Xceed LED | 1050LRN09D1 / 1050LRN0927 WW |  | Both | LED | Recessed downlights | 20.08 | N/A | 48.67 | 0.981 | 2700 | 82.6 | 35000 | 2011-01-31 | Dimmable
Canlyte Div. of Philips Electronics Ltd. | Lightolier Xceed LED | 1050LRN09D1 / 1050LRN0935 DL |  | Both | LED | Recessed downlights | 20.1 | N/A | 51.64 | 0.981 | 2700 | 82.5 | 35000 | 2011-01-31 | Dimmable
Canlyte Div. of Philips Electronics Ltd. | Lightolier Xceed LED | 1050LRN09D1 / 1050LRN0935 WW |  | Both | LED | Recessed downlights | 20.08 | N/A | 48.67 | 0.981 | 2700 | 82.6 | 35000 | 2011-01-31 | Dimmable
Canlyte Div. of Philips Electronics Ltd. | Lightolier Xceed LED | 1050LRNDLCDP |  | Both | LED | Recessed downlights | 20.1 | N/A | 51.64 | 0.981 | 2700 | 82.5 | 35000 | 2011-01-31 | Dimmable
Canlyte Div. of Philips Electronics Ltd. | Lightolier Xceed LED | 1050LRNDLCDW |  | Both | LED | Recessed downlights | 20.1 | N/A | 51.64 | 0.981 | 2700 | 82.5 | 35000 | 2011-01-31 | Dimmable
Canlyte Div. of Philips Electronics Ltd. | Lightolier Xceed LED | 1050LRNDLWB |  | Both | LED | Recessed downlights | 20.1 | N/A | 51.64 | 0.981 | 2700 | 82.5 | 35000 | 2011-01-31 | Dimmable
Canlyte Div. of Philips Electronics Ltd. | Lightolier Xceed LED | 1050LRNDLWC |  | Both | LED | Recessed downlights | 20.1 | N/A | 51.64 | 0.981 | 2700 | 82.5 | 35000 | 2011-01-31 | Dimmable
Canlyte Div. of Philips Electronics Ltd. | Lightolier Xceed LED | 1050LRNSLWCDP |  | Both | LED | Recessed downlights | 20.08 | N/A | 48.67 | 0.981 | 2700 | 82.6 | 35000 | 2011-01-31 | Dimmable
Canlyte Div. of Philips Electronics Ltd. | Lightolier Xceed LED | 1050LRNSLWCDW |  | Both | LED | Recessed downlights | 20.08 | N/A | 48.67 | 0.981 | 2700 | 82.6 | 35000 | 2011-01-31 | Dimmable
Canlyte Div. of Philips Electronics Ltd. | Lightolier Xceed LED | 1050LRNSLWWB |  | Both | LED | Recessed downlights | 20.08 | N/A | 48.67 | 0.981 | 2700 | 82.6 | 35000 | 2011-01-31 | Dimmable
Canlyte Div. of Philips Electronics Ltd. | Lightolier Xceed LED | 1050LRNSLWWC |  | Both | LED | Recessed downlights | 20.08 | N/A | 48.67 | 0.981 | 2700 | 82.6 | 35000 | 2011-01-31 | Dimmable
Canlyte Div. of Philips Electronics Ltd. | Lightolier Xceed LED | 1050LSQ09D1 / 1050LSQ0927 DL |  | Both | LED | Recessed downlights | 20.1 | N/A | 51.64 | 0.981 | 2700 | 82.5 | 35000 | 2011-01-31 | Dimmable
Canlyte Div. of Philips Electronics Ltd. | Lightolier Xceed LED | 1050LSQ09D1 / 1050LSQ0927 WW |  | Both | LED | Recessed downlights | 20.08 | N/A | 48.67 | 0.981 | 2700 | 82.6 | 35000 | 2011-01-31 | Dimmable
Canlyte Div. of Philips Electronics Ltd. | Lightolier Xceed LED | 1050LSQ09D1 / 1050LSQ0935 DL |  | Both | LED | Recessed downlights | 20.1 | N/A | 51.64 | 0.981 | 2700 | 82.5 | 35000 | 2011-01-31 | Dimmable
Canlyte Div. of Philips Electronics Ltd. | Lightolier Xceed LED | 1050LSQ09D1 / 1050LSQ0935 WW |  | Both | LED | Recessed downlights | 20.08 | N/A | 48.67 | 0.981 | 2700 | 82.6 | 35000 | 2011-01-31 | Dimmable
Canlyte Div. of Philips Electronics Ltd. | Lightolier Xceed LED | 1050LSQDLCDP |  | Both | LED | Recessed downlights | 20.1 | N/A | 51.64 | 0.981 | 2700 | 82.5 | 35000 | 2011-01-31 | Dimmable
Canlyte Div. of Philips Electronics Ltd. | Lightolier Xceed LED | 1050LSQDLCDW |  | Both | LED | Recessed downlights | 20.1 | N/A | 51.64 | 0.981 | 2700 | 82.5 | 35000 | 2011-01-31 | Dimmable
Canlyte Div. of Philips Electronics Ltd. | Lightolier Xceed LED | 1050LSQDLWB |  | Both | LED | Recessed downlights | 20.1 | N/A | 51.64 | 0.981 | 2700 | 82.5 | 35000 | 2011-01-31 | Dimmable
Canlyte Div. of Philips Electronics Ltd. | Lightolier Xceed LED | 1050LSQDLWC |  | Both | LED | Recessed downlights | 20.1 | N/A | 51.64 | 0.981 | 2700 | 82.5 | 35000 | 2011-01-31 | Dimmable
Canlyte Div. of Philips Electronics Ltd. | Lightolier Xceed LED | 1050LSQSLWCDP |  | Both | LED | Recessed downlights | 20.08 | N/A | 48.67 | 0.981 | 2700 | 82.6 | 35000 | 2011-01-31 | Dimmable
Canlyte Div. of Philips Electronics Ltd. | Lightolier Xceed LED | 1050LSQSLWCDW |  | Both | LED | Recessed downlights | 20.08 | N/A | 48.67 | 0.981 | 2700 | 82.6 | 35000 | 2011-01-31 | Dimmable
Canlyte Div. of Philips Electronics Ltd. | Lightolier Xceed LED | 1050LSQSLWWB |  | Both | LED | Recessed downlights | 20.08 | N/A | 48.67 | 0.981 | 2700 | 82.6 | 35000 | 2011-01-31 | Dimmable
Canlyte Div. of Philips Electronics Ltd. | Lightolier Xceed LED | 1050LSQSLWWC |  | Both | LED | Recessed downlights | 20.08 | N/A | 48.67 | 0.981 | 2700 | 82.6 | 35000 | 2011-01-31 | Dimmable
Capri Lighting | Capri Lighting | CRL6K-14-30K-CLR6B-BLK |  | Both | LED | Recessed downlights | 14 | N/A | 41 | 0.982 | 3000 | 82 | 35000 | 2010-05-28 | Dimmable
Capri Lighting | Capri Lighting | CRL6K-14-30K-CRL6B-WHT |  | Both | LED | Recessed downlights | 14 | N/A | 41 | 0.982 | 3000 | 82 | 35000 | 2010-05-28 | Dimmable
Capri Lighting | Capri Lighting | CRL6K-14-30K-CRL6R-BLK |  | Both | LED | Recessed downlights | 14 | N/A | 41 | 0.982 | 3000 | 82 | 35000 | 2010-05-28 | Dimmable
Capri Lighting | Capri Lighting | CRL6K-14-30K-CRL6R-CLR |  | Both | LED | Recessed downlights | 14 | N/A | 41 | 0.982 | 3000 | 82 | 35000 | 2010-05-28 | Dimmable
Capri Lighting | Capri Lighting | CRL6K-14-30K-CRL6R-GLD |  | Both | LED | Recessed downlights | 14 | N/A | 41 | 0.982 | 3000 | 82 | 35000 | 2010-05-28 | Dimmable
Capri Lighting | Capri Lighting | CRL6K-14-30K-CRL6R-WHT |  | Both | LED | Recessed downlights | 14 | N/A | 41 | 0.982 | 3000 | 82 | 35000 | 2010-05-28 | Dimmable
Con-Tech Lighting | Con-Tech Lighting | CTL802818LF3 | CTL802818LF3 | Commercial | LED | Surface-mounted downlights | 16.8 | N/A | 43.6 | 0.995 | 3000 | 84 | 35000 | 2011-03-16
Con-Tech Lighting | Con-Tech Lighting | CTL802818LM3 | CTL802818LM3 | Commercial | LED | Surface-mounted downlights | 16.9 | N/A | 46.2 | 0.995 | 3000 | 83 | 35000 | 2011-03-16
Con-Tech Lighting | Con-Tech Lighting | CTL802818LS3 | CTL802818LS3 | Commercial | LED | Surface-mounted downlights | 16.8 | N/A | 53.1 | 0.995 | 3000 | 84 | 35000 | 2011-03-16
Con-Tech Lighting | Con-Tech Lighting | CTL802927LF3 | CTL802927LF3 | Commercial | LED | Surface-mounted downlights | 25.5 | N/A | 37.6 | 0.997 | 3000 | 84 | 35000 | 2011-03-16
Con-Tech Lighting | Con-Tech Lighting | CTL802927LM3 | CTL802927LM3 | Commercial | LED | Surface-mounted downlights | 26.6 | N/A | 38.8 | 0.997 | 3000 | 84 | 35000 | 2011-03-16
Con-Tech Lighting | Con-Tech Lighting | CTL802927LS3 | CTL802927LS3 | Commercial | LED | Surface-mounted downlights | 26.6 | N/A | 44.1 | 0.997 | 3000 | 85 | 35000 | 2011-03-16
Con-Tech Lighting | Con-Tech Lighting | HTL802818LF3 | CTL802818LF3 | Commercial | LED | Surface-mounted downlights | 16.8 | N/A | 43.6 | 0.995 | 3000 | 84 | 35000 | 2011-03-16
Con-Tech Lighting | Con-Tech Lighting | HTL802818LM3 | CTL802818LM3 | Commercial | LED | Surface-mounted downlights | 16.9 | N/A | 46.2 | 0.995 | 3000 | 83 | 35000 | 2011-03-16
Con-Tech Lighting | Con-Tech Lighting | HTL802818LS3 | CTL802818LS3 | Commercial | LED | Surface-mounted downlights | 16.8 | N/A | 53.1 | 0.995 | 3000 | 84 | 35000 | 2011-03-16
Con-Tech Lighting | Con-Tech Lighting | HTL802927LF3 | CTL802927LF3 | Commercial | LED | Surface-mounted downlights | 25.5 | N/A | 37.6 | 0.997 | 3000 | 84 | 35000 | 2011-03-16
Con-Tech Lighting | Con-Tech Lighting | HTL802927LM3 | CTL802927LM3 | Commercial | LED | Surface-mounted downlights | 26.6 | N/A | 38.8 | 0.997 | 3000 | 84 | 35000 | 2011-03-16
Con-Tech Lighting | Con-Tech Lighting | HTL802927LS3 | CTL802927LS3 | Commercial | LED | Surface-mounted downlights | 26.6 | N/A | 44.1 | 0.997 | 3000 | 85 | 35000 | 2011-03-16
Con-Tech Lighting | Con-Tech Lighting | LTL802818LF3 | CTL802818LF3 | Commercial | LED | Surface-mounted downlights | 16.8 | N/A | 43.6 | 0.995 | 3000 | 84 | 35000 | 2011-03-16
Con-Tech Lighting | Con-Tech Lighting | LTL802818LM3 | CTL802818LM3 | Commercial | LED | Surface-mounted downlights | 16.9 | N/A | 46.2 | 0.995 | 3000 | 83 | 35000 | 2011-03-16
Con-Tech Lighting | Con-Tech Lighting | LTL802818LS3 | CTL802818LS3 | Commercial | LED | Surface-mounted downlights | 16.8 | N/A | 53.1 | 0.995 | 3000 | 84 | 35000 | 2011-03-16
Con-Tech Lighting | Con-Tech Lighting | LTL802927LF3 | CTL802927LF3 | Commercial | LED | Surface-mounted downlights | 25.5 | N/A | 37.6 | 0.997 | 3000 | 84 | 35000 | 2011-03-16
Con-Tech Lighting | Con-Tech Lighting | LTL802927LM3 | CTL802927LM3 | Commercial | LED | Surface-mounted downlights | 26.6 | N/A | 38.8 | 0.997 | 3000 | 84 | 35000 | 2011-03-16
Con-Tech Lighting | Con-Tech Lighting | LTL802927LS3 | CTL802927LS3 | Commercial | LED | Surface-mounted downlights | 26.6 | N/A | 44.1 | 0.997 | 3000 | 85 | 35000 | 2011-03-16
Con-Tech Lighting | Con-Tech Lighting | NCTL802818LF3 | CTL802818LF3 | Commercial | LED | Surface-mounted downlights | 16.8 | N/A | 43.6 | 0.995 | 3000 | 84 | 35000 | 2011-03-16
Con-Tech Lighting | Con-Tech Lighting | NCTL802818LM3 | CTL802818LM3 | Commercial | LED | Surface-mounted downlights | 16.9 | N/A | 46.2 | 0.995 | 3000 | 83 | 35000 | 2011-03-16
Con-Tech Lighting | Con-Tech Lighting | NCTL802818LS3 | CTL802818LS3 | Commercial | LED | Surface-mounted downlights | 16.8 | N/A | 53.1 | 0.995 | 3000 | 84 | 35000 | 2011-03-16
Con-Tech Lighting | Con-Tech Lighting | NCTL802927LF3 | CTL802927LF3 | Commercial | LED | Surface-mounted downlights | 25.5 | N/A | 37.6 | 0.997 | 3000 | 84 | 35000 | 2011-03-16
Con-Tech Lighting | Con-Tech Lighting | NCTL802927LM3 | CTL802927LM3 | Commercial | LED | Surface-mounted downlights | 26.6 | N/A | 38.8 | 0.997 | 3000 | 84 | 35000 | 2011-03-16
Con-Tech Lighting | Con-Tech Lighting | NCTL802927LS3 | CTL802927LS3 | Commercial | LED | Surface-mounted downlights | 26.6 | N/A | 44.1 | 0.997 | 3000 | 85 | 35000 | 2011-03-16
Con-Tech Lighting | Con-Tech Lighting | PTL802818LF3 | CTL802818LF3 | Commercial | LED | Surface-mounted downlights | 16.8 | N/A | 43.6 | 0.995 | 3000 | 84 | 35000 | 2011-03-16
Con-Tech Lighting | Con-Tech Lighting | PTL802818LM3 | CTL802818LM3 | Commercial | LED | Surface-mounted downlights | 16.9 | N/A | 46.2 | 0.995 | 3000 | 83 | 35000 | 2011-03-16
Con-Tech Lighting | Con-Tech Lighting | PTL802818LS3 | CTL802818LS3 | Commercial | LED | Surface-mounted downlights | 16.8 | N/A | 53.1 | 0.995 | 3000 | 84 | 35000 | 2011-03-16
Con-Tech Lighting | Con-Tech Lighting | PTL802927LF3 | CTL802927LF3 | Commercial | LED | Surface-mounted downlights | 25.5 | N/A | 37.6 | 0.997 | 3000 | 84 | 35000 | 2011-03-16
Con-Tech Lighting | Con-Tech Lighting | PTL802927LM3 | CTL802927LM3 | Commercial | LED | Surface-mounted downlights | 26.6 | N/A | 38.8 | 0.997 | 3000 | 84 | 35000 | 2011-03-16
Con-Tech Lighting | Con-Tech Lighting | PTL802927LS3 | CTL802927LS3 | Commercial | LED | Surface-mounted downlights | 26.6 | N/A | 44.1 | 0.997 | 3000 | 85 | 35000 | 2011-03-16
Cooper Lighting a Division of Cooper Industries | ALL-PRO | ALED3T24 |  | Residential | LED | Recessed downlights | 13.8 | N/A | 46.1 | 0.99 | 3000 | 80.9 | 25000 | 2010-11-05 | Dimmable
Cooper Lighting a Division of Cooper Industries | ALL-PRO | AP706830WBST24 |  | Residential | LED | Recessed downlights | 13.8 | N/A | 46.1 | 0.99 | 3000 | 80.9 | 25000 | 2010-11-05 | Dimmable
Cooper Lighting a Division of Cooper Industries | ALL-PRO | RL706830x |  | Both | LED | Recessed downlights | 13.8 | N/A | 46.1 | 0.99 | 3000 | 80.9 | 35000 | 2010-11-05 | Dimmable
Cooper Lighting a Division of Cooper Industries | HALO | EL405830 |  | Both | LED | Recessed downlights | 14 | N/A | 43 | 0.97 | 3000 | 80 | 35000 | 2010-01-08 | Dimmable | Qualified only with the following [trims/finishes/housings]: TL400SC, TL400H, TL400WH, TL401WB, TL402SCS, TL402HS, TL402WHS, TL402SBKS, TL402SNS, TL402TBZS, TL403BBS, TL403WBS, TLS408WHWB, TLS408WHBB, TLS408SNBB, TLS408TBZBB, TL409WW, TL409WHWW, TL422PS
Cooper Lighting a Division of Cooper Industries | HALO | EL405835 |  | Both | LED | Recessed downlights | 14 | N/A | 43 | 0.97 | 3500 | 80 | 35000 | 2010-01-08 | Dimmable | Qualified only with the following [trims/finishes/housings]: TL400SC, TL400H, TL400WH, TL401WB, TL402SCS, TL402HS, TL402WHS, TL402SBKS, TL402SNS, TL402TBZS, TL403BBS, TL403WBS, TLS408WHWB, TLS408WHBB, TLS408SNBB, TLS408TBZBB, TL409WW, TL409WHWW, TL422PS
Cooper Lighting a Division of Cooper Industries | HALO | EL405840 |  | Commercial | LED | Recessed downlights | 14 | N/A | 44 | 0.97 | 4000 | 81 | 35000 | 2010-01-08 | Dimmable | Qualified only with the following [trims/finishes/housings]: TL400SC, TL400H, TL400WH, TL401WB, TL402SCS, TL402HS, TL402SBKS, TL402SNS, TL402TBZS, TL403BBS, TL400SN, TL402WHS, TL403WBS, TLS408WHWB, TLS408WHBB, TLS408SNBB, TLS408TBZBB, TL409WW, TL409WHWW, TL422PS
Cooper Lighting a Division of Cooper Industries | Halo | ELG405827SN | 80083576241 | Both | LED | Recessed Downlights | 14.1 | N/A | 44 | 0.917 | 2700 | 81 | 35000 | 2011-07-27 | Dimmable
Cooper Lighting a Division of Cooper Industries | Halo | ELG405827TBZ | 80083576326 | Both | LED | Recessed Downlights | 14.1 | N/A | 44 | 0.917 | 2700 | 81 | 35000 | 2011-07-27 | Dimmable
Cooper Lighting a Division of Cooper Industries | Halo | ELG405827WH | 80083580941 | Both | LED | Recessed Downlights | 14.1 | N/A | 44 | 0.917 | 2700 | 81 | 35000 | 2011-07-27 | Dimmable
Cooper Lighting a Division of Cooper Industries | Halo | ELG405830SN | 80083576265 | Both | LED | Recessed Downlights | 14.1 | N/A | 44 | 0.917 | 3000 | 81 | 35000 | 2011-07-27 | Dimmable
Cooper Lighting a Division of Cooper Industries | Halo | ELG405830TBZ | 80083576340 | Both | LED | Recessed Downlights | 14.1 | N/A | 44 | 0.917 | 3000 | 81 | 35000 | 2011-07-27 | Dimmable
Cooper Lighting a Division of Cooper Industries | Halo | ELG405830WH | 80083576180 | Both | LED | Recessed Downlights | 14.1 | N/A | 44 | 0.917 | 3000 | 81 | 35000 | 2011-07-27 | Dimmable
Cooper Lighting a Division of Cooper Industries | Halo | ELG405835SN | 80083576289 | Both | LED | Recessed Downlights | 14.1 | N/A | 44 | 0.917 | 3500 | 81 | 35000 | 2011-07-27 | Dimmable
Cooper Lighting a Division of Cooper Industries | Halo | ELG405835TBZ | 80083576364 | Both | LED | Recessed Downlights | 14.1 | N/A | 44 | 0.917 | 3500 | 81 | 35000 | 2011-07-27 | Dimmable
Cooper Lighting a Division of Cooper Industries | Halo | ELG405835WH | 80083576203 | Both | LED | Recessed Downlights | 14.1 | N/A | 44 | 0.917 | 3500 | 81 | 35000 | 2011-07-27 | Dimmable
Cooper Lighting a Division of Cooper Industries | Halo | ELG405840SN | 80083576302 | Commercial | LED | Recessed Downlights | 14.1 | N/A | 44 | 0.917 | 4000 | 81 | 35000 | 2011-07-27 | Dimmable
Cooper Lighting a Division of Cooper Industries | Halo | ELG405840TBZ | 80083576388 | Commercial | LED | Recessed Downlights | 14.1 | N/A | 44 | 0.917 | 4000 | 81 | 35000 | 2011-07-27 | Dimmable
Cooper Lighting a Division of Cooper Industries | Halo | ELG405840WH | 80083576227 | Commercial | LED | Recessed Downlights | 14.1 | N/A | 44 | 0.917 | 4000 | 81 | 35000 | 2011-07-27 | Dimmable
Cooper Lighting a Division of Cooper Industries | Halo | ELSG405827SN | 80083576487 | Both | LED | Recessed Downlights | 14.1 | N/A | 44 | 0.917 | 2700 | 81 | 35000 | 2011-07-27 | Dimmable
Cooper Lighting a Division of Cooper Industries | Halo | ELSG405827TBZ | 80083576562 | Both | LED | Recessed Downlights | 14.1 | N/A | 44 | 0.917 | 2700 | 81 | 35000 | 2011-07-27 | Dimmable
Cooper Lighting a Division of Cooper Industries | Halo | ELSG405827WH | 80083576401 | Both | LED | Recessed Downlights | 14.1 | N/A | 44 | 0.917 | 2700 | 81 | 35000 | 2011-07-27 | Dimmable
Cooper Lighting a Division of Cooper Industries | Halo | ELSG405830SN | 80083576500 | Both | LED | Recessed Downlights | 14.1 | N/A | 44 | 0.917 | 3000 | 81 | 35000 | 2011-07-27 | Dimmable
Cooper Lighting a Division of Cooper Industries | Halo | ELSG405830TBZ | 80083576586 | Both | LED | Recessed Downlights | 14.1 | N/A | 44 | 0.917 | 3000 | 81 | 35000 | 2011-07-27 | Dimmable
Cooper Lighting a Division of Cooper Industries | Halo | ELSG405830WH | 80083576425 | Both | LED | Recessed Downlights | 14.1 | N/A | 44 | 0.917 | 3000 | 81 | 35000 | 2011-07-27 | Dimmable
Cooper Lighting a Division of Cooper Industries | Halo | ELSG405835SN | 80083576524 | Both | LED | Recessed Downlights | 14.1 | N/A | 44 | 0.917 | 3500 | 81 | 35000 | 2011-07-27 | Dimmable
Cooper Lighting a Division of Cooper Industries | Halo | ELSG405835TBZ | 80083576609 | Both | LED | Recessed Downlights | 14.1 | N/A | 44 | 0.917 | 3500 | 81 | 35000 | 2011-07-27 | Dimmable
Cooper Lighting a Division of Cooper Industries | Halo | ELSG405835WH | 80083576449 | Both | LED | Recessed Downlights | 14.1 | N/A | 44 | 0.917 | 3500 | 81 | 35000 | 2011-07-27 | Dimmable
Cooper Lighting a Division of Cooper Industries | Halo | ELSG405840SN | 80083576548 | Commercial | LED | Recessed Downlights | 14.1 | N/A | 44 | 0.917 | 4000 | 81 | 35000 | 2011-07-27 | Dimmable
Cooper Lighting a Division of Cooper Industries | Halo | ELSG405840TBZ | 80083576623 | Commercial | LED | Recessed Downlights | 14.1 | N/A | 44 | 0.917 | 4000 | 81 | 35000 | 2011-07-27 | Dimmable
Cooper Lighting a Division of Cooper Industries | Halo | ELSG405840WH | 80083576463 | Commercial | LED | Recessed Downlights | 14.1 | N/A | 44 | 0.917 | 4000 | 81 | 35000 | 2011-07-27 | Dimmable
Cooper Lighting a Division of Cooper Industries | HALO | ML706830 |  | Commercial | LED | Recessed downlights | 15 | N/A | 45.8 | 0.9672 | 3000 | 80 | 35000 | 2009-02-25 | Dimmable | Qualified only with the following [trims/finishes/housings]: 494WB06, 494H06, 494SC06, 494P06, 495WW06, 495PWW06
Cooper Lighting a Division of Cooper Industries | HALO | ML706830-493 |  | Residential | LED | Recessed downlights | 15 | N/A | 43.3 | 0.9672 | 3000 | 80 | 25000 | 2009-02-25 | Dimmable | Qualified only with the following [trims/finishes/housings]: 493HS06, 493SCS06, 493WBS06, 493PS06
Cooper Lighting a Division of Cooper Industries | HALO | ML706835 |  | Residential | LED | Recessed downlights | 15 | N/A | 45.8 | 0.9672 | 3500 | 80 | 25000 | 2009-10-16 | Dimmable | Qualified only with the following [trims/finishes/housings]: 494WB06, 494H06, 494SC06, 494P06, 495WW06, 495PWW06
Cooper Lighting a Division of Cooper Industries | HALO | ML706835-493 |  | Residential | LED | Recessed downlights | 15 | N/A | 43.3 | 0.9672 | 3500 | 80 | 25000 | 2009-10-16 | Dimmable | Qualified only with the following [trims/finishes/housings]: 493HS06, 493SCS06, 493WBS06, 493PS06
Cooper Lighting a Division of Cooper Industries | HALO | ML706840 |  | Commercial | LED | Recessed downlights | 15 | N/A | 45.8 | 0.9672 | 4000 | 80 | 35000 | 2009-10-16 | Dimmable | Qualified only with the following [trims/finishes/housings]: 494WB06, 494H06, 494SC06, 494P06, 495WW06, 495PWW06
Cooper Lighting a Division of Cooper Industries | HALO | ML706840-493 |  | Commercial | LED | Recessed downlights | 15 | N/A | 43.3 | 0.9672 | 4000 | 80 | 35000 | 2009-10-16 | Dimmable | Qualified only with the following [trims/finishes/housings]: 493HS06, 493SCS06, 493WBS06, 493P06.
Cooper Lighting a Division of Cooper Industries | HALO | ML709830 |  | Both | LED | Recessed downlights | 14 | N/A | 58 | 0.95 | 3000 | 82 | 35000 | 2009-10-30 | Dimmable | Qualified only with the following [trims/finishes/housings]: 494WB06, 494H06, 494SC06, 494P06, 493TBZS06, 495WW06, 495PWW06
Cooper Lighting a Division of Cooper Industries | HALO | ML709830-493 |  | Both | LED | Recessed downlights | 14 | N/A | 43 | 0.95 | 3000 | 82 | 35000 | 2009-10-30 | Dimmable | Qualified only with the following [trims/finishes/housings]: 493HS06, 493SCS06, 493WBS06, 493BBS06, 493SNS06, 493TBZS06, 493P06
Cooper Lighting a Division of Cooper Industries | HALO | ML709835 |  | Both | LED | Recessed downlights | 14 | N/A | 58 | 0.95 | 3500 | 82 | 35000 | 2009-10-30 | Dimmable | Qualified only with the following [trims/finishes/housings]: 494WB06, 494H06, 494SC06, 494P06, 493TBZS06, 495WW06, 495PWW06
Cooper Lighting a Division of Cooper Industries | HALO | ML709835-493 |  | Both | LED | Recessed downlights | 14 | N/A | 43 | 0.95 | 3500 | 82 | 35000 | 2009-10-30 | Dimmable | Qualified only with the following [trims/finishes/housings]: 493HS06, 493SCS06, 493WBS06, 493BBS06, 493SNS06, 493TBZS06, 493P06
Cooper Lighting a Division of Cooper Industries | HALO | ML709840 |  | Commercial | LED | Recessed downlights | 14 | N/A | 64 | 0.95 | 4000 | 84 | 35000 | 2009-10-30 | Dimmable | Qualified only with the following [trims/finishes/housings]: 494WB06, 494H06, 494SC06, 494P06, 495WW06, 495PWW06
Cooper Lighting a Division of Cooper Industries | HALO | ML709840-493 |  | Commercial | LED | Recessed downlights | 14 | N/A | 48 | 0.95 | 4000 | 84 | 35000 | 2009-10-30 | Dimmable | Qualified only with the following [trims/finishes/housings]: 493HS06, 493SCS06, 493WBS06, 493BBS06, 493SNS06, 493TBZS06, 493P06
Cooper Lighting a Division of Cooper Industries | HALO | ML712830 |  | Both | LED | Recessed downlights | 25 | N/A | 51.4 | 0.92 | 3000 | 80 | 35000 | 2010-01-28 | Dimmable | Qualified only with the following [trims/finishes/housings]: 494P06, 494WB06, 494SC06, 494H06, 493SCS06, 493HS06, 493WBS06, 493BBS06, 493SNS06, 493TBZS06, 492PS06, 495WW06, 495PWW06
Cooper Lighting a Division of Cooper Industries | HALO | ML712835 |  | Both | LED | Recessed downlights | 25 | N/A | 51.4 | 0.92 | 3500 | 80 | 35000 | 2010-01-28 | Dimmable | Qualified only with the following [trims/finishes/housings]: 494P06, 494WB06, 494SC06, 494H06, 493SCS06, 493HS06, 493WBS06, 493BBS06, 493SNS06, 493TBZS06, 492PS06, 495WW06, 495PWW06
Cooper Lighting a Division of Cooper Industries | HALO | ML712840 |  | Commercial | LED | Recessed downlights | 25 | N/A | 51.4 | 0.92 | 4000 | 80 | 35000 | 2010-01-28 | Dimmable | Qualified only with the following [trims/finishes/housings]: 494P06, 494WB06, 494SC06, 494H06, 493SCS06, 493HS06, 493WBS06, 493BBS06, 493SNS06, 493TBZS06, 492PS06, 495WW06, 495PWW06
Cooper Lighting a Division of Cooper Industries | Portfolio | LD409D120 ERW827 |  | Commercial | LED | Recessed downlights | 14.2 | N/A | 56.8 | 0.97 | 2700 | 79 | 35000 | 2010-10-21
Cooper Lighting a Division of Cooper Industries | Portfolio | LD409D120 ERW830 |  | Commercial | LED | Recessed downlights | 14.2 | N/A | 56.8 | 0.97 | 3000 | 79 | 35000 | 2010-10-21
Cooper Lighting a Division of Cooper Industries | Portfolio | LD409D120 ERW835 |  | Commercial | LED | Recessed downlights | 14.2 | N/A | 56.8 | 0.97 | 3500 | 79 | 35000 | 2010-10-21
Cooper Lighting a Division of Cooper Industries | Portfolio | LD413827DLUT |  | Commercial | LED | Recessed downlights | 21.5 | N/A | 37.5 | 0.9 | 2700 | 79 | 35000 | 2010-10-21 |  | Qualified only with the following [trims/finishes/housings]: 4LS5xLI, 4LS5xW, 4LS5xG, 4LS5xH
Cooper Lighting a Division of Cooper Industries | Portfolio | LD413830DLUT |  | Commercial | LED | Recessed downlights | 21.5 | N/A | 37.5 | 0.9 | 3000 | 79 | 35000 | 2010-10-21 |  | Qualified only with the following [trims/finishes/housings]: 4LS5xLI, 4LS5xW, 4LS5xG, 4LS5xH, 4LS5xWH, 4LS5xWHH, 4LS5xWMH, 4LS5*WB
Cooper Lighting a Division of Cooper Industries | Portfolio | LD413835DLUT |  | Commercial | LED | Recessed downlights | 21.5 | N/A | 37.5 | 0.9 | 3500 | 79 | 35000 | 2010-10-21 |  | Qualified only with the following [trims/finishes/housings]: 4LS5xLI, 4LS5xW, 4LS5xG, 4LS5xH, 4LS5xWH, 4LS5xWHH, 4LS5xWMH, 4LS5*WB
Cooper Lighting a Division of Cooper Industries | Portfolio | LD413840DLUT |  | Commercial | LED | Recessed downlights | 21.5 | N/A | 37.5 | 0.9 | 4000 | 79 | 35000 | 2010-10-21 |  | Qualified only with the following [trims/finishes/housings]: 4LS5xLI, 4LS5xW, 4LS5xG, 4LS5xH, 4LS5xWH, 4LS5xWHH, 4LS5xWMH, 4LS5*WB
Cooper Lighting a Division of Cooper Industries | Portfolio | LD413D010 ERW827 |  | Commercial | LED | Recessed downlights | 24.2 | N/A | 53.4 | 0.97 | 2700 | 80 | 35000 | 2010-10-21
Cooper Lighting a Division of Cooper Industries | Portfolio | LD413D010 ERW830 |  | Commercial | LED | Recessed downlights | 24.2 | N/A | 53.4 | 0.97 | 3000 | 80 | 35000 | 2010-10-21
Cooper Lighting a Division of Cooper Industries | Portfolio | LD413D010 ERW835 |  | Commercial | LED | Recessed downlights | 24.2 | N/A | 53.4 | 0.97 | 3500 | 80 | 35000 | 2010-10-21
Cooper Lighting a Division of Cooper Industries | Portfolio | LD413D010 ERW840 |  | Commercial | LED | Recessed downlights | 24.2 | N/A | 53.4 | 0.97 | 4000 | 80 | 35000 | 2010-10-21
Cooper Lighting a Division of Cooper Industries | Portfolio | LD4CP09D120 ERW827 |  | Commercial | LED | Recessed downlights | 14.2 | N/A | 56.8 | 0.97 | 2700 | 79 | 35000 | 2010-10-21
Cooper Lighting a Division of Cooper Industries | Portfolio | LD4CP09D120 ERW830 |  | Commercial | LED | Recessed downlights | 14.2 | N/A | 56.8 | 0.97 | 3000 | 79 | 35000 | 2010-10-21
Cooper Lighting a Division of Cooper Industries | Portfolio | LD4CP09D120 ERW835 |  | Commercial | LED | Recessed downlights | 14.2 | N/A | 56.8 | 0.97 | 3500 | 79 | 35000 | 2010-10-21
Cooper Lighting a Division of Cooper Industries | Portfolio | LD4CP09D120 ERW840 |  | Commercial | LED | Recessed downlights | 14.2 | N/A | 56.8 | 0.97 | 4000 | 79 | 35000 | 2010-10-21
Cooper Lighting a Division of Cooper Industries | Portfolio | LD4CP13827DLUT |  | Commercial | LED | Recessed downlights | 21.5 | N/A | 37.5 | 0.9 | 2700 | 79 | 35000 | 2010-10-21 |  | Qualified only with the following [trims/finishes/housings]: 4LS5xLI, 4LS5xW, 4LS5xG, 4LS5xH
Cooper Lighting a Division of Cooper Industries | Portfolio | LD4CP13830DLUT |  | Commercial | LED | Recessed downlights | 21.5 | N/A | 37.5 | 0.9 | 3000 | 79 | 35000 | 2010-10-21 |  | Qualified only with the following [trims/finishes/housings]: 4LS5xLI, 4LS5xW, 4LS5xG, 4LS5xH, 4LS5xWH, 4LS5xWHH, 4LS5xWMH, 4LS5*WB
Cooper Lighting a Division of Cooper Industries | Portfolio | LD4CP13835DLUT |  | Commercial | LED | Recessed downlights | 21.5 | N/A | 37.5 | 0.9 | 3500 | 79 | 35000 | 2010-10-21 |  | Qualified only with the following [trims/finishes/housings]: 4LS5xLI, 4LS5xW, 4LS5xG, 4LS5xH, 4LS5xWH, 4LS5xWHH, 4LS5xWMH, 4LS5*WB
Cooper Lighting a Division of Cooper Industries | Portfolio | LD4CP13840DLUT |  | Commercial | LED | Recessed downlights | 21.5 | N/A | 37.5 | 0.9 | 4000 | 79 | 35000 | 2010-10-21 |  | Qualified only with the following [trims/finishes/housings]: 4LS5xLI, 4LS5xW, 4LS5xG, 4LS5xH, 4LS5xWH, 4LS5xWHH, 4LS5xWMH, 4LS5*WB
Cooper Lighting a Division of Cooper Industries | Portfolio | LD4CP13D010 ERW827 |  | Commercial | LED | Recessed downlights | 24.2 | N/A | 53.4 | 0.97 | 2700 | 80 | 35000 | 2010-10-21
Cooper Lighting a Division of Cooper Industries | Portfolio | LD4CP13D010 ERW830 |  | Commercial | LED | Recessed downlights | 24.2 | N/A | 53.4 | 0.97 | 3000 | 80 | 35000 | 2010-10-21
Cooper Lighting a Division of Cooper Industries | Portfolio | LD4CP13D010 ERW835 |  | Commercial | LED | Recessed downlights | 24.2 | N/A | 53.4 | 0.97 | 3500 | 80 | 35000 | 2010-10-21
Cooper Lighting a Division of Cooper Industries | Portfolio | LD4CP13D010 ERW840 |  | Commercial | LED | Recessed downlights | 24.2 | N/A | 53.4 | 0.97 | 4000 | 80 | 35000 | 2010-10-21
Cooper Lighting a Division of Cooper Industries | Portfolio | LD610D120 ERW827 |  | Commercial | LED | Recessed downlights | 14.2 | N/A | 58 | 0.97 | 2700 | 80 | 35000 | 2010-10-21
Cooper Lighting a Division of Cooper Industries | Portfolio | LD610D120 ERW830 |  | Commercial | LED | Recessed downlights | 14.2 | N/A | 58 | 0.97 | 3000 | 80 | 35000 | 2010-10-21
Cooper Lighting a Division of Cooper Industries | Portfolio | LD610D120 ERW835 |  | Commercial | LED | Recessed downlights | 14.2 | N/A | 58 | 0.97 | 3500 | 80 | 35000 | 2010-10-21
Cooper Lighting a Division of Cooper Industries | Portfolio | LD610D120 ERW840 |  | Commercial | LED | Recessed downlights | 14.2 | N/A | 58 | 0.97 | 4000 | 80 | 35000 | 2010-10-21
Cooper Lighting a Division of Cooper Industries | Portfolio | LD615827DLUT |  | Commercial | LED | Recessed downlights | 21.5 | N/A | 51.8 | 0.9 | 2700 | 79 | 35000 | 2010-10-21 |  | Qualified only with the following [trims/finishes/housings]: 6LS5xLI, 6LS5xW, 6LS5xG, 6LS5xH, 6LS5xWH, 6LS5xWHH, 6LS5xWMH, 6LS5*WB
Cooper Lighting a Division of Cooper Industries | Portfolio | LD615830DLUT |  | Commercial | LED | Recessed downlights | 21.5 | N/A | 51.8 | 0.9 | 3000 | 79 | 35000 | 2010-10-21 |  | Qualified only with the following [trims/finishes/housings]: 6LS5xLI, 6LS5xW, 6LS5xG, 6LS5xH, 6LS5xWH, 6LS5xWHH, 6LS5xWMH, 6LS5*WB
Cooper Lighting a Division of Cooper Industries | Portfolio | LD615835DLUT |  | Commercial | LED | Recessed downlights | 21.5 | N/A | 51.8 | 0.9 | 3500 | 79 | 35000 | 2010-10-21 |  | Qualified only with the following [trims/finishes/housings]: 6LS5xLI, 6LS5xW, 6LS5xG, 6LS5xH, 6LS5xWH, 6LS5xWHH, 6LS5xWMH, 6LS5*WB, 6LS5xGP, 6LS5*K
Cooper Lighting a Division of Cooper Industries | Portfolio | LD615840DLUT |  | Commercial | LED | Recessed downlights | 21.5 | N/A | 51.8 | 0.9 | 4000 | 79 | 35000 | 2010-10-21 |  | Qualified only with the following [trims/finishes/housings]: 6LS5xLI, 6LS5xW, 6LS5xG, 6LS5xH, 6LS5xWH, 6LS5xWHH, 6LS5xWMH, 6LS5*WB, 6LS5xGP, 6LS5*K
Cooper Lighting a Division of Cooper Industries | Portfolio | LD615D010 ERW827 |  | Commercial | LED | Recessed downlights | 24.2 | N/A | 55.6 | 0.97 | 2700 | 80 | 35000 | 2010-10-21
Cooper Lighting a Division of Cooper Industries | Portfolio | LD615D010 ERW830 |  | Commercial | LED | Recessed downlights | 24.2 | N/A | 55.6 | 0.97 | 3000 | 80 | 35000 | 2010-10-21
Cooper Lighting a Division of Cooper Industries | Portfolio | LD615D010 ERW835 |  | Commercial | LED | Recessed downlights | 24.2 | N/A | 55.6 | 0.97 | 3500 | 80 | 35000 | 2010-10-21
Cooper Lighting a Division of Cooper Industries | Portfolio | LD615D010 ERW840 |  | Commercial | LED | Recessed downlights | 24.2 | N/A | 55.6 | 0.97 | 4000 | 80 | 35000 | 2010-10-21
Cooper Lighting a Division of Cooper Industries | Portfolio | LD6CP10D120 ERW827 |  | Commercial | LED | Recessed downlights | 14.2 | N/A | 58 | 0.97 | 2700 | 80 | 35000 | 2011-05-13
Cooper Lighting a Division of Cooper Industries | Portfolio | LD6CP10D120 ERW830 |  | Commercial | LED | Recessed downlights | 14.2 | N/A | 58 | 0.97 | 3000 | 80 | 35000 | 2010-10-21
Cooper Lighting a Division of Cooper Industries | Portfolio | LD6CP10D120 ERW835 |  | Commercial | LED | Recessed downlights | 14.2 | N/A | 58 | 0.97 | 3500 | 80 | 35000 | 2010-10-21
Cooper Lighting a Division of Cooper Industries | Portfolio | LD6CP10D120 ERW840 |  | Commercial | LED | Recessed downlights | 14.2 | N/A | 58 | 0.97 | 4000 | 80 | 35000 | 2010-10-21
Cooper Lighting a Division of Cooper Industries | Portfolio | LD6CP15827DLUT |  | Commercial | LED | Recessed downlights | 21.5 | N/A | 51.8 | 0.9 | 2700 | 79 | 35000 | 2010-10-21 |  | Qualified only with the following [trims/finishes/housings]: 6LS5xLI, 6LS5xW, 6LS5xG, 6LS5xH, 6LS5xWH, 6LS5xWHH, 6LS5xWMH, 6LS5*WB
Cooper Lighting a Division of Cooper Industries | Portfolio | LD6CP15830DLUT |  | Commercial | LED | Recessed downlights | 21.5 | N/A | 51.8 | 0.9 | 3000 | 79 | 35000 | 2010-10-21 |  | Qualified only with the following [trims/finishes/housings]: 6LS5xLI, 6LS5xW, 6LS5xG, 6LS5xH, 6LS5xWH, 6LS5xWHH, 6LS5xWMH, 6LS5*WB
Cooper Lighting a Division of Cooper Industries | Portfolio | LD6CP15835DLUT |  | Commercial | LED | Recessed downlights | 21.5 | N/A | 51.8 | 0.9 | 3500 | 79 | 35000 | 2010-10-21 |  | Qualified only with the following [trims/finishes/housings]: 6LS5xLI, 6LS5xW, 6LS5xG, 6LS5xH, 6LS5xWH, 6LS5xWHH, 6LS5xWMH, 6LS5*WB, 6LS5xGP, 6LS5*K
Cooper Lighting a Division of Cooper Industries | Portfolio | LD6CP15840DLUT |  | Commercial | LED | Recessed downlights | 21.5 | N/A | 51.8 | 0.9 | 4000 | 79 | 35000 | 2010-10-21 |  | Qualified only with the following [trims/finishes/housings]: 6LS5xLI, 6LS5xW, 6LS5xG, 6LS5xH, 6LS5xWH, 6LS5xWHH, 6LS5xWMH, 6LS5*WB, 6LS5xGP, 6LS5*K
Cooper Lighting a Division of Cooper Industries | Portfolio | LD6CP15D010 ERW827 |  | Commercial | LED | Recessed downlights | 24.2 | N/A | 55.6 | 0.97 | 2700 | 80 | 35000 | 2010-10-21
Cooper Lighting a Division of Cooper Industries | Portfolio | LD6CP15D010 ERW830 |  | Commercial | LED | Recessed downlights | 24.2 | N/A | 55.6 | 0.97 | 3000 | 80 | 35000 | 2010-10-21
Cooper Lighting a Division of Cooper Industries | Portfolio | LD6CP15D010 ERW835 |  | Commercial | LED | Recessed downlights | 24.2 | N/A | 55.6 | 0.97 | 3500 | 80 | 35000 | 2010-10-21
Cooper Lighting a Division of Cooper Industries | Portfolio | LD6CP15D010 ERW840 |  | Commercial | LED | Recessed downlights | 24.2 | N/A | 55.6 | 0.97 | 4000 | 80 | 35000 | 2010-10-21
Cordelia Lighting | Commercial Electric | CER473BN |  | Both | LED | Recessed downlights | 8.3 | N/A | 45.68 | 0.937 | 3000 | 82.6 | 35000 | 2010-12-31 | Dimmable
Cordelia Lighting | Commercial Electric | CER473WH |  | Both | LED | Recessed downlights | 8.3 | N/A | 45.68 | 0.937 | 3000 | 82.6 | 35000 | 2010-12-31 | Dimmable
Cordelia Lighting | Commercial Electric | CER673BN |  | Both | LED | Recessed downlights | 14.26 | N/A | 44.93 | 0.953 | 3000 | 82.7 | 35000 | 2010-12-31 | Dimmable
Cordelia Lighting | Commercial Electric | CER673WH |  | Both | LED | Recessed downlights | 14.26 | N/A | 44.93 | 0.953 | 3000 | 82.7 | 35000 | 2010-12-31 | Dimmable
Cordelia Lighting | Cordelia | 7101LED |  | Residential | LED | Outdoor wall-mounted porch lights | 6.75 | N/A | 34 | 0.96 | 4500 | 84.8 | 35000 | 2010-12-31
Cordelia Lighting | Cordelia | 7102LED |  | Residential | LED | Outdoor wall-mounted porch lights | 6.49 | N/A | 32.34 | 0.956 | 4500 | 76 | 35000 | 2010-12-31
Cordelia Lighting | Cordelia | 7103LED |  | Residential | LED | Outdoor wall-mounted porch lights | 6.85 | N/A | 24.05 | 0.962 | 4500 | 81.3 | 35000 | 2010-12-31
Cordelia Lighting | Cordelia | 7104LED |  | Residential | LED | Outdoor wall-mounted porch lights | 6.852 | N/A | 24.05 | 0.962 | 4500 | 81.3 | 35000 | 2010-12-31
Cordelia Lighting | Cordelia | 7105LED |  | Residential | LED | Outdoor wall-mounted porch lights | 6.455 | N/A | 29.17 | 0.957 | 4500 | 84.9 | 35000 | 2010-12-31
Cordelia Lighting | Cordelia | 7106LED |  | Residential | LED | Outdoor wall-mounted porch lights | 6.352 | N/A | 38.95 | 0.953 | 4500 | 82.4 | 35000 | 2010-12-31
Cordelia Lighting | Designers Fountain | LED2761 |  | Residential | LED | Outdoor wall-mounted porch lights | 10.5 | N/A | 31.6 | 0.978 | 3000 | 81.1 | 35000 | 2011-02-01
Cordelia Lighting | Designers Fountain | LED2771 |  | Residential | LED | Outdoor wall-mounted porch lights | 10.5 | N/A | 31.6 | 0.978 | 3000 | 81.1 | 35000 | 2011-02-01
Cordelia Lighting | Designers Fountain | LED31111 |  | Residential | LED | Outdoor wall-mounted porch lights | 10.5 | N/A | 31.6 | 0.978 | 3000 | 81.1 | 35000 | 2011-02-01
Cordelia Lighting | Designers Fountain | LED31121 |  | Residential | LED | Outdoor wall-mounted porch lights | 10.5 | N/A | 31.6 | 0.978 | 3000 | 81.1 | 35000 | 2011-02-01
Cordelia Lighting | Designers Fountain | RTL47301-BN |  | Residential | LED | Recessed downlights | 8.3 | N/A | 45.68 | 0.937 | 3000 | 82.6 | 35000 | 2010-12-31 | Dimmable
Cordelia Lighting | Designers Fountain | RTL47301-WH |  | Residential | LED | Recessed downlights | 8.3 | N/A | 45.68 | 0.937 | 3000 | 82.6 | 35000 | 2010-12-31 | Dimmable
Cordelia Lighting | Designers Fountain | RTL67301-BN |  | Residential | LED | Recessed downlights | 14.26 | N/A | 44.93 | 0.953 | 3000 | 82.7 | 35000 | 2010-12-31 | Dimmable
Cordelia Lighting | Designers Fountain | RTL67301-WH |  | Residential | LED | Recessed downlights | 14.26 | N/A | 44.93 | 0.953 | 3000 | 82.7 | 35000 | 2010-12-31 | Dimmable
Cordelia Lighting | Hampton Bay | HB7040LEDP-XXX |  | Residential | LED | Outdoor wall-mounted porch lights | 10.6 | N/A | 25.3 | 0.9 | 3000 | 81 | 35000 | 2010-06-11
Cordelia Lighting | Hampton Bay | HB7041LEDP-XXX |  | Residential | LED | Outdoor wall-mounted porch lights | 12.1 | N/A | 29.7 | 0.9 | 3000 | 81 | 35000 | 2010-06-15
Cordelia Lighting | Hampton Bay | HB7042LEDP-XXX |  | Residential | LED | Outdoor wall-mounted porch lights | 12.2 | N/A | 33.2 | 0.9 | 3000 | 81 | 35000 | 2010-06-15
Cordelia Lighting | Hampton Bay | HB7043LEDP-XXX |  | Residential | LED | Outdoor wall-mounted porch lights | 11.6 | N/A | 25.4 | 0.9 | 3000 | 81 | 35000 | 2010-06-15
Cordelia Lighting | Hampton Bay | HB7044LEDP-XXX |  | Residential | LED | Outdoor wall-mounted porch lights | 11.5 | N/A | 30.4 | 0.9 | 3000 | 81 | 35000 | 2010-06-15
Cree LED Lighting Solutions | Cree | LR4E-15 | 813959010156 | Both | LED | Recessed Downlights | 10.76 | N/A | 56.3 | 0.96 | 2700 | 93 | 35000 | 2011-07-05 | Dimmable
Cree LED Lighting Solutions | Cree | LR4E-15C | 813959010163 | Both | LED | Recessed Downlights | 11.2 | N/A | 56.7 | 0.964 | 3500 | 92 | 35000 | 2011-07-05 | Dimmable
Cree LED Lighting Solutions | Cree | LR4E-30 | 813959010187 | Both | LED | Recessed Downlights | 12.87 | N/A | 40.8 | 0.967 | 2700 | 92 | 35000 | 2011-07-05 | Dimmable
Cree LED Lighting Solutions | Cree | LR4E-30C | 813959010170 | Both | LED | Recessed Downlights | 10.98 | N/A | 51.5 | 0.965 | 3500 | 92 | 35000 | 2011-07-05 | Dimmable
Cree LED Lighting Solutions | Cree | LR6 | 813959010002 | Both | LED | Recessed Downlights | 10.68 | N/A | 61.7 | 0.963 | 2700 | 93 | 35000 | 2011-07-05 | Dimmable
Cree LED Lighting Solutions | Cree | LR6-277V | 813959010965 | Both | LED | Recessed Downlights | 10.82 | N/A | 60.7 | 0.932 | 2700 | 92 | 35000 | 2011-07-05
Cree LED Lighting Solutions | Cree | LR6C | 813959010019 | Both | LED | Recessed Downlights | 10.04 | N/A | 64.1 | 0.961 | 3500 | 95 | 35000 | 2011-07-05 | Dimmable
Cree LED Lighting Solutions | Cree | LR6C-277V | 813959010972 | Both | LED | Recessed Downlights | 10.66 | N/A | 61.9 | 0.932 | 3500 | 91 | 35000 | 2011-07-05
Cree LED Lighting Solutions | Cree | LR6C-DR1000 | 813959011146 | Both | LED | Recessed Downlights | 12.38 | N/A | 78.4 | 0.971 | 3500 | 94 | 35000 | 2011-07-05 | Dimmable
Cree LED Lighting Solutions | Cree | LR6C-DR1000-277V | 813959011160 | Both | LED | Recessed Downlights | 13.75 | N/A | 70.4 | 0.957 | 3500 | 92 | 35000 | 2011-07-05
Cree LED Lighting Solutions | Cree | LR6C-DR650 | 813959010996 | Both | LED | Recessed Downlights | 11.86 | N/A | 54.5 | 0.969 | 3500 | 91 | 35000 | 2011-07-05 | Dimmable
Cree LED Lighting Solutions | Cree | LR6-DR1000 | 813959011139 | Both | LED | Recessed Downlights | 12.48 | N/A | 79.5 | 0.967 | 2700 | 92 | 35000 | 2011-07-05 | Dimmable
Cree LED Lighting Solutions | Cree | LR6-DR1000-277V | 813959011580 | Both | LED | Recessed Downlights | 12.29 | N/A | 82.3 | 0.942 | 2700 | 93 | 35000 | 2011-07-05
Cree LED Lighting Solutions | Cree | LR6-DR650 | 813959010989 | Both | LED | Recessed Downlights | 10.93 | N/A | 61 | 0.966 | 2700 | 92 | 35000 | 2011-07-05 | Dimmable
Cree LED Lighting Solutions | Cree LED Lighting Solutions | LR4E-15 |  | Both | LED | Recessed downlights | 11 | N/A | 46.4 | 0.96 | 2700 | 91 | 35000 | 2009-03-25 | Dimmable | Qualified only with the following [trims/finishes/housings]: LT4A
Cree LED Lighting Solutions | Cree LED Lighting Solutions | LR4E-15C |  | Both | LED | Recessed downlights | 11 | N/A | 46.4 | 0.96 | 3500 | 91 | 35000 | 2009-03-25 | Dimmable | Qualified only with the following [trims/finishes/housings]: LT4A
Cree LED Lighting Solutions | Cree LED Lighting Solutions | LR4E-30 |  | Both | LED | Recessed downlights | 11 | N/A | 46.4 | 0.96 | 2700 | 91 | 35000 | 2009-03-25 | Dimmable | Qualified only with the following [trims/finishes/housings]: LT4A
Cree LED Lighting Solutions | Cree LED Lighting Solutions | LR4E-30C |  | Both | LED | Recessed downlights | 11 | N/A | 46.4 | 0.96 | 3500 | 91 | 35000 | 2009-03-25 | Dimmable | Qualified only with the following [trims/finishes/housings]: LT4A
Cree LED Lighting Solutions | Cree LED Lighting Solutions | LR6 |  | Both | LED | Recessed downlights | 12 | N/A | 58.8 | 0.97 | 2700 | 93 | 35000 | 2009-02-09 | Dimmable
Cree LED Lighting Solutions | Cree LED Lighting Solutions | LR6C |  | Both | LED | Recessed downlights | 12 | N/A | 61.3 | 0.97 | 3500 | 91 | 35000 | 2009-03-16 | Dimmable
Cree LED Lighting Solutions | Cree LED Lighting Solutions | LR6C-GU24 |  | Both | LED | Recessed downlights | 12 | N/A | 61.3 | 0.97 | 3500 | 91 | 35000 | 2009-03-16 | Dimmable
Cree LED Lighting Solutions | Cree LED Lighting Solutions | LR6-DR1000 |  | Both | LED | Recessed downlights | 12 | N/A | 83 | 0.97 | 2700 | 91 | 35000 | 2010-09-27 | Dimmable
Cree LED Lighting Solutions | Cree LED Lighting Solutions | LR6-GU24 |  | Both | LED | Recessed downlights | 12 | N/A | 58.8 | 0.97 | 2700 | 93 | 35000 | 2009-02-09 | Dimmable
Cree LED Lighting Solutions | EcoSmart | ECO4-575L | ECO4-575L | Both | LED | Recessed downlights | 9.11 | N/A | 64.34 | 0.906 | 2700 | 94 | 35000 | 2011-05-10 | Dimmable
Cree LED Lighting Solutions | EcoSmart | ECO4-575L-CA | ECO4-575L-CA | Both | LED | Recessed downlights | 9.11 | N/A | 64.34 | 0.906 | 2700 | 94 | 35000 | 2011-05-10 | Dimmable
Cree LED Lighting Solutions | EcoSmart | ECO4-575L-GU24 | ECO4-575L-GU24 | Both | LED | Recessed downlights | 9.11 | N/A | 64.34 | 0.906 | 2700 | 94 | 35000 | 2011-05-10 | Dimmable
Cree LED Lighting Solutions | EcoSmart | ECO4-575L-GU24-CA | ECO4-575L-GU24-CA | Both | LED | Recessed downlights | 9.11 | N/A | 64.34 | 0.906 | 2700 | 94 | 35000 | 2011-05-10 | Dimmable
Designers Fountain | Designers Fountain |  |  | Residential | Solid State | Outdoor - Porch Light | 9 |  | 27 | 1 | 3000 | 81 | 35000 | 2011-10-14
Designers Fountain | Designers Fountain | LED21331-ABP |  | Residential | Solid State | Outdoor - Porch Light | 11 |  | 32 | 1 | 3000 | 80 | 35000 | 2011-10-15
Digital Lighting, Inc. | Q-RAY | QMP40-INW-TWRSVN |  | Both | LED | Desk Lamps | 7 | N/A | 35.1 | 0.96 | 3000 | 84 | 35000 | 2010-01-27
DMF Lighting | dmfLIGHT | DLEC6128-LED63xxxxx |  | Residential | LED | Recessed downlight | 10.14 | N/A | 59 | 0.85 | 2700 |  | 25000 | 2011-04-26 | Dimmable
DMF Lighting | dmfLIGHT | DLEC6129-LED63xxxxx |  | Residential | LED | Recessed downlight | 10.14 | N/A | 59 | 0.85 | 2700 |  | 25000 | 2011-04-26 | Dimmable
DMF Lighting | dmfLIGHT | DLEI6128-LED61xxxxx |  | Residential | LED | Recessed downlight | 10.14 | N/A | 59 | 0.85 | 2700 |  | 25000 | 2011-04-26 | Dimmable
DMF Lighting | dmfLIGHT | DLEI6128-LED62xxxxx |  | Residential | LED | Recessed downlight | 10.14 | N/A | 59 | 0.85 | 2700 |  | 25000 | 2011-04-26 | Dimmable
DMF Lighting | dmfLIGHT | DLEI6129-LED61xxxxx |  | Residential | LED | Recessed downlight | 10.14 | N/A | 59 | 0.85 | 2700 |  | 25000 | 2011-04-26 | Dimmable
DMF Lighting | dmfLIGHT | DLEI6129-LED62xxxxx |  | Residential | LED | Recessed downlight | 10.14 | N/A | 59 | 0.85 | 2700 |  | 25000 | 2011-04-26 | Dimmable
DMF Lighting | dmfLIGHT | DLEIR6128-LED61xxxxx |  | Residential | LED | Recessed downlight | 10.14 | N/A | 59 | 0.85 | 2700 |  | 25000 | 2011-04-26 | Dimmable
DMF Lighting | dmfLIGHT | DLEIR6128-LED62xxxxx |  | Residential | LED | Recessed downlight | 10.14 | N/A | 59 | 0.85 | 2700 |  | 25000 | 2011-04-26 | Dimmable
DMF Lighting | dmfLIGHT | DLEIR6129-LED61xxxxx |  | Residential | LED | Recessed downlight | 10.14 | N/A | 59 | 0.85 | 2700 |  | 25000 | 2011-04-26 | Dimmable
DMF Lighting | dmfLIGHT | DLEIR6129-LED62xxxxx |  | Residential | LED | Recessed downlight | 10.14 | N/A | 59 | 0.85 | 2700 |  | 25000 | 2011-04-26 | Dimmable
DMF Lighting | dmfLIGHT | DLER6128-LED61xxxxx |  | Residential | LED | Recessed downlight | 10.14 | N/A | 59 | 0.85 | 2700 |  | 25000 | 2011-09-09 | Dimmable
DMF Lighting | dmfLIGHT | DLER6128-LED62xxxxx |  | Residential | LED | Recessed downlight | 10.14 | N/A | 59 | 0.85 | 2700 |  | 25000 | 2011-09-09 | Dimmable
DMF Lighting | dmfLIGHT | DLER6129-LED61xxxxx |  | Residential | LED | Recessed downlight | 10.14 | N/A | 59 | 0.85 | 2700 |  | 25000 | 2011-09-09 | Dimmable
DMF Lighting | dmfLIGHT | DLER6129-LED62xxxxx |  | Residential | LED | Recessed downlight | 10.14 | N/A | 59 | 0.85 | 2700 |  | 25000 | 2011-09-09 | Dimmable
DongGuan JiaSheng Lighting Technology Co Ltd. | Hampton Bay | EZT1691L |  | Residential | LED | Outdoor wall-mounted porch lights | 8.1 | N/A | 34 | 0.984 | 3000 | 80.6 | 35000 | 2010-09-27
DongGuan JiaSheng Lighting Technology Co Ltd. | Hampton Bay | EZT1691LM |  | Residential | LED | Outdoor wall-mounted porch lights | 8.1 | N/A | 34.3 | 0.982 | 3000 | 80.4 | 35000 | 2010-09-27
EEMA Industries Dba Liton Lighting | Liton | LKULED1608V12-ES |  | Residential | LED | Under-cabinet kitchen | 10.8 | N/A | 26 | 0.979 | 3500 | 86 | 25000 | 2009-09-30
EEMA Industries Dba Liton Lighting | Liton | LKULED3216V12-ES |  | Residential | LED | Under-cabinet kitchen | 10.8 | N/A | 26 | 0.979 | 3500 | 86 | 25000 | 2009-09-30
EEMA Industries Dba Liton Lighting | Liton | LPELD3L17 |  | Both | LED | Pendant-mounted downlights | 10.2 | N/A | 33.9 | 0.966 | 3000 | 82 | 35000 | 2009-12-11
EEMA Industries Dba Liton Lighting | Liton | LR2L17 |  | Both | LED | Recessed downlights | 10.2 | N/A | 33.9 | 0.966 | 3000 | 82 | 35000 | 2009-12-11
EEMA Industries Dba Liton Lighting | Liton | LR3L17 |  | Both | LED | Recessed downlights | 10.2 | N/A | 33.9 | 0.966 | 3000 | 82 | 35000 | 2009-12-11
EEMA Industries Dba Liton Lighting | Liton | LR4L17 |  | Both | LED | Recessed downlights | 10.2 | N/A | 33.9 | 0.966 | 3000 | 82 | 35000 | 2009-12-11
EEMA Industries Dba Liton Lighting | Liton | LULED1608V12-ES |  | Residential | LED | Under-cabinet kitchen | 10.8 | N/A | 26 | 0.979 | 3500 | 86 | 25000 | 2009-09-30
EEMA Industries Dba Liton Lighting | Liton | LULED3216V12-ES |  | Residential | LED | Under-cabinet kitchen | 21.6 | N/A | 26 | 0.979 | 3500 | 86 | 25000 | 2009-09-30
EEMA Industries Dba Liton Lighting | Liton | W1D240 |  | Both | LED | Recessed downlights | 10.2 | N/A | 33.9 | 0.966 | 3000 | 82 | 35000 | 2009-12-11
Elite Lighting | Elite LED | B5IC-LED-14W120V-DIM-FL-30K-AT |  | Both | LED | Recessed downlights | 14 | N/A | 39.4 | 0.96 | 3000 | 83 | 35000 | 2010-01-20
Elite Lighting | Elite LED | B5RIC-LED-14W120V-DIM-FL-30K-AT |  | Both | LED | Recessed downlights | 14 | N/A | 39.4 | 0.96 | 3000 | 83 | 35000 | 2010-01-20
Elite Lighting | Elite LED | B6IC-LED-14W120V-DIM-FL-30K-AT |  | Both | LED | Recessed downlights | 14 | N/A | 39.4 | 0.96 | 3000 | 83 | 35000 | 2010-01-20
Elite Lighting | Elite LED | B6RIC-LED-14W120V-DIM-FL-30K-AT |  | Both | LED | Recessed downlights | 14 | N/A | 39.4 | 0.96 | 3000 | 83 | 35000 | 2010-01-20
Elite Lighting | Elite LED | H6IC-LED-14W |  | Both | LED | Recessed downlights | 14 | N/A | 39.4 | 0.96 | 3000 | 83 | 35000 | 2010-01-20
Elite Lighting | Elite LED | LD6IC-AT |  | Both | LED | Recessed downlights | 14 | N/A | 39.4 | 0.96 | 3000 | 83 | 35000 | 2010-01-20
Elite Lighting | Elite LED | LD6RIC-AT |  | Both | LED | Recessed downlights | 14 | N/A | 39.4 | 0.96 | 3000 | 83 | 35000 | 2010-01-20
Elite Lighting | Elite LED | RL607-14W-120V-DIM-FL-30K |  | Both | LED | Recessed downlights | 14 | N/A | 39.4 | 0.96 | 3000 | 83 | 35000 | 2010-01-20
Elite Lighting | Elite LED | RL630-14W-120V-DIM-FL-30K |  | Both | LED | Recessed downlights | 14 | N/A | 39.4 | 0.96 | 3000 | 83 | 35000 | 2010-01-20
Elite Lighting | Elite LED Lighting | LD4IC-AT-W |  | Both | LED | Recessed downlights | 9.6 | N/A | 43.4 | 0.87 | 4000 | 92.6 | 35000 | 2011-01-31 | Dimmable
Elite Lighting | Elite LED Lighting | LD5IC-AT-W |  | Both | LED | Recessed downlights | 11.5 | N/A | 47.3 | 0.871 | 3500 | 82.6 | 35000 | 2011-01-31 | Dimmable
Elite Lighting | Elite LED Lighting | RL407-10W-120V-DIM-FL-30K |  | Both | LED | Recessed downlights | 9.6 | N/A | 43.4 | 0.87 | 3000 | 92.6 | 35000 | 2011-01-31 | Dimmable
Elite Lighting | Elite LED Lighting | RL407-10W-120V-DIM-FL-35K |  | Both | LED | Recessed downlights | 9.6 | N/A | 43.4 | 0.87 | 3500 | 92.6 | 3500 | 2011-01-31 | Dimmable
Elite Lighting | Elite LED Lighting | RL407-10W-120V-DIM-FL-41K |  | Both | LED | Recessed downlights | 9.6 | N/A | 43.4 | 0.87 | 4000 | 92.6 | 35000 | 2011-01-31 | Dimmable
Elite Lighting | Elite LED Lighting | RL430-10W-120V-DIM-FL-30K |  | Both | LED | Recessed downlights | 9.6 | N/A | 43.4 | 0.87 | 3000 | 92.6 | 35000 | 2011-01-31 | Dimmable
Elite Lighting | Elite LED Lighting | RL430-10W-120V-DIM-FL-35K |  | Both | LED | Recessed downlights | 9.6 | N/A | 43.4 | 0.87 | 3500 | 92.6 | 35000 | 2011-01-31 | Dimmable
Elite Lighting | Elite LED Lighting | RL430-10W-120V-DIM-FL-41K |  | Both | LED | Recessed downlights | 9.6 | N/A | 43.4 | 0.87 | 4000 | 92.6 | 35000 | 2011-01-31 | Dimmable
Elite Lighting | Elite LED Lighting | RL507-12W-120V-DIM-FL-30K |  | Both | LED | Recessed downlights | 11.5 | N/A | 47.3 | 0.871 | 3000 | 82.6 | 35000 | 2011-01-31 | Dimmable
Elite Lighting | Elite LED Lighting | RL507-12W-120V-DIM-FL-35K |  | Both | LED | Recessed downlights | 11.5 | N/A | 47.3 | 0.871 | 3500 | 82.6 | 35000 | 2011-01-31 | Dimmable
Elite Lighting | Elite LED Lighting | RL507-12W-120V-DIM-FL-40K |  | Both | LED | Recessed downlights | 11.5 | N/A | 47.3 | 0.871 | 4000 | 82.6 | 35000 | 2011-01-31 | Dimmable
Elite Lighting | Elite LED Lighting | RL530-12W-120-DIM-FL-35K |  | Both | LED | Recessed downlights | 11.5 | N/A | 47.3 | 0.871 | 3500 | 82.6 | 3500 | 2011-01-31 | Dimmable
Elite Lighting | Elite LED Lighting | RL530-12W-120V-DIM-FL-30K |  | Both | LED | Recessed downlights | 11.5 | N/A | 47.3 | 0.871 | 3000 | 82.6 | 35000 | 2011-01-31 | Dimmable
Elite Lighting | Elite LED Lighting | RL530-12W-120V-DIM-FL-40K |  | Both | LED | Recessed downlights | 11.5 | N/A | 47.3 | 0.871 | 4000 | 82.6 | 35000 | 2011-01-31 | Dimmable
EML Technologies, LLC | Utilitech | ES300L316 |  | Residential | LED | Outdoor wall-mounted porch lights | 38.1 | N/A | 34.8 | 0.897 | 3500 | 86 | 35000 | 2009-03-06 | Motion Sensors
EML Technologies, LLC | Utilitech | ES300L316-10 |  | Residential | LED | Outdoor wall-mounted porch lights | 38.1 | N/A | 34.8 | 0.897 | 3500 | 86 | 35000 | 2009-03-06 | Motion Sensors
EML Technologies, LLC | Utilitech | ES300L316-28 |  | Residential | LED | Outdoor wall-mounted porch lights | 38.1 | N/A | 34.8 | 0.897 | 3500 | 86 | 35000 | 2009-03-06 | Motion Sensors
EML Technologies, LLC | Utilitech | ES300LED16 |  | Residential | LED | Outdoor wall-mounted porch lights | 38.1 | N/A | 34.8 | 0.897 | 3500 | 86 | 35000 | 2009-03-06 | Motion Sensors
enLux Lighting | enLux | DL6-TC/2700K-120V |  | Both | LED | Recessed downlights | 15 | N/A | 45 | 0.95 | 2700 | 87 | 35000 | 2010-06-01 | Dimmable
enLux Lighting | enLux | DL6-TC/2700K-220V |  | Both | LED | Recessed downlights | 15 | N/A | 45 | 0.95 | 2700 | 87 | 35000 | 2010-06-01 | Dimmable
enLux Lighting | enLux | DL6-TC/2700K-277V |  | Both | LED | Recessed downlights | 15 | N/A | 45 | 0.95 | 2700 | 87 | 35000 | 2010-06-01 | Dimmable
enLux Lighting | enLux | DL6-TC/3500K-120V |  | Both | LED | Recessed downlights | 15 | N/A | 54 | 0.95 | 3500 | 76 | 35000 | 2010-06-01 | Dimmable
enLux Lighting | enLux | DL6-TC/3500K-220V |  | Both | LED | Recessed downlights | 15 | N/A | 54 | 0.95 | 3500 | 76 | 35000 | 2010-06-01 | Dimmable
enLux Lighting | enLux | DL6-TC/3500K-277V |  | Both | LED | Recessed downlights | 15 | N/A | 54 | 0.95 | 3500 | 76 | 35000 | 2010-06-01 | Dimmable
Evolution Lighting LLC | Catalina Lighting | 17835 |  | Residential | LED | Surface-mounted with directional heads | 6 | N/A | 45 | 0.88 | 3000 | 80 | 25000 | 2010-05-10
Finelite, Inc. | Curve | DL-C-S-CL-S-PS-8W |  | Both | LED | Desk Lamps | 8 | N/A | 49 | 0.99 | 3500 | 83 | 35000 | 2010-09-28 | Dimmable
Finelite, Inc. | Curve | DL-C-S-MP-S-PS-W8 |  | Both | LED | Desk Lamps | 8 | N/A | 49 | 0.99 | 3500 | 83 | 35000 | 2010-09-28 | Dimmable
Finelite, Inc. | Curve | DL-C-S-WBC-S-PS-8W |  | Both | LED | Desk Lamps | 8 | N/A | 49 | 0.99 | 3500 | 83 | 35000 | 2010-09-28 | Dimmable
Finelite, Inc. | Reach | DL-R-VE-X-B-PS-8W |  | Both | LED | Desk Lamps | 7.5 | N/A | 49.5 | 0.933 | 3500 | 83.4 | 35000 | 2010-12-14 | Dimmable | Qualified only with the following power supply: PS-8W
Finelite, Inc. | Reach | DL-R-VI-X-B-PS-8W |  | Both | LED | Desk Lamps | 7.5 | N/A | 47.9 | 0.992 | 3500 | 82.3 | 35000 | 2010-12-14 | Dimmable | Qualified only with the following power supplies: PS-8W
Focal Point LLC | ID LED | FL44-13LED-L30 |  | Both | LED | Recessed downlights | 24.7 | N/A | 38.5 | 0.99 | 3000 | 77 | 35000 | 2010-10-05 | Dimmable
Focal Point LLC | ID LED | FL44-13LED-L35 |  | Both | LED | Recessed downlights | 24.7 | N/A | 38.5 | 0.99 | 3500 | 77 | 35000 | 2010-10-05 | Dimmable
Focal Point LLC | ID LED | FL44-13LED-L40 |  | Commercial | LED | Recessed downlights | 24.7 | N/A | 38.5 | 0.99 | 4000 | 77 | 35000 | 2010-10-05 | Dimmable
Focal Point LLC | ID LED | FL4D-13LED-L30 |  | Both | LED | Recessed downlights | 23.3 | N/A | 47.2 | 0.99 | 3000 | 76 | 35000 | 2010-10-05 | Dimmable
Focal Point LLC | ID LED | FL4D-13LED-L35 |  | Both | LED | Recessed downlights | 23.3 | N/A | 47.2 | 0.99 | 3500 | 76 | 35000 | 2010-10-05 | Dimmable
Focal Point LLC | ID LED | FL4D-13LED-L40 |  | Commercial | LED | Recessed downlights | 23.3 | N/A | 47.2 | 0.99 | 4000 | 76 | 35000 | 2010-10-05 | Dimmable
Gallium Lighting LLC | Gallium Lighting | GS6-50-1710 |  | Commercial | LED | Recessed downlights | 21.05 | N/A | 36.92 | 0.9905 | 5000 | 85 | 35000 | 2010-07-08
Gallium Lighting LLC | Gallium Lighting | GS6-CXRE-27-1180 |  | Commercial | LED | Recessed downlights | 21.05 | N/A | 36.92 | 0.9905 | 2700 | 85 | 35000 | 2010-07-08
Gallium Lighting LLC | Gallium Lighting | GS6-CXRE-30-1290 |  | Commercial | LED | Recessed downlights | 21.05 | N/A | 36.92 | 0.9905 | 3000 | 85 | 35000 | 2010-07-08
Gallium Lighting LLC | Gallium Lighting | GS6-CXRE-35-1290 |  | Commercial | LED | Recessed downlights | 21.05 | N/A | 36.92 | 0.9905 | 3500 | 85 | 35000 | 2010-07-08
Gallium Lighting LLC | Gallium Lighting | GS6-CXRE-35-1400 |  | Commercial | LED | Recessed downlights | 21.05 | N/A | 36.92 | 0.9905 | 3500 | 85 | 35000 | 2010-07-08
Gallium Lighting LLC | Gallium Lighting | GS6-CXRE-40-1400 |  | Commercial | LED | Recessed downlights | 21.05 | N/A | 36.92 | 0.9905 | 4000 | 85 | 35000 | 2010-07-08
Gallium Lighting LLC | Gallium Lighting | GS6-CXRE-50-1825 |  | Commercial | LED | Recessed downlights | 21.05 | N/A | 36.92 | 0.9905 | 5000 | 85 | 35000 | 2010-07-08
Good Earth Lighting, Inc. | Good Earth Lighting | G0312DW-WH-I |  | Residential | LED | Under-cabinet kitchen | 5 | N/A | 37.7 | 0.81 | 3000 | 84.2 | 25000 | 2010-08-05
Good Earth Lighting, Inc. | Good Earth Lighting | G0312LD-BKSS-I |  | Residential | LED | Under-cabinet kitchen | 5.1 | N/A | 39.2 | 0.81 | 3000 | 83.9 | 25000 | 2010-08-05 | Dimmable
Good Earth Lighting, Inc. | Good Earth Lighting | G0518DW-WH-I |  | Residential | LED | Under-cabinet kitchen | 8.2 | N/A | 39.3 | 0.84 | 3000 | 89.2 | 25000 | 2010-07-20
Good Earth Lighting, Inc. | Good Earth Lighting | G0518LD-BKSS-l |  | Residential | LED | Under-cabinet kitchen | 7.5 | N/A | 45.24 | 0.83 | 3000 | 85 | 25000 | 2009-12-30 | Dimmable
Good Earth Lighting, Inc. | Good Earth Lighting | G0724DW-WH-I |  | Residential | LED | Under-cabinet kitchen | 10.6 | N/A | 42.7 | 0.86 | 3000 | 83.9 | 25000 | 2010-08-04
Good Earth Lighting, Inc. | Good Earth Lighting | G0724LD-BKSS-I |  | Residential | LED | Under-cabinet kitchen | 10.7 | N/A | 44.5 | 0.86 | 3000 | 87.9 | 25000 | 2010-08-05 | Dimmable
Good Earth Lighting, Inc. | UTILITECH | GU0312DW-WH-I |  | Residential | LED | Under-cabinet kitchen | 5 | N/A | 37.7 | 0.81 | 3000 | 84.2 | 25000 | 2010-08-05
Good Earth Lighting, Inc. | UTILITECH | GU0312LD-BKSS-I |  | Residential | LED | Under-cabinet kitchen | 5.1 | N/A | 39.2 | 0.81 | 3000 | 83.9 | 25000 | 2010-08-05 | Dimmable
Good Earth Lighting, Inc. | UTILITECH | GU0518DW-WH-I |  | Residential | LED | Under-cabinet kitchen | 8.2 | N/A | 39.3 | 0.84 | 3000 | 89.2 | 25000 | 2010-07-20
Good Earth Lighting, Inc. | UTILITECH | GU0518LD-BKSS-l |  | Residential | LED | Under-cabinet kitchen | 7.5 | N/A | 45.24 | 0.83 | 3000 | 85 | 25000 | 2009-12-30 | Dimmable
Good Earth Lighting, Inc. | UTILITECH | GU0724DW-WH-I |  | Residential | LED | Under-cabinet kitchen | 10.6 | N/A | 42.7 | 0.86 | 3000 | 83.9 | 25000 | 2010-07-27
Good Earth Lighting, Inc. | UTILITECH | GU0724LD-BKSS-I |  | Residential | LED | Under-cabinet kitchen | 10.7 | N/A | 44.5 | 0.86 | 3000 | 87.9 | 25000 | 2010-08-05 | Dimmable
Greenlite Lighting Corporation | Greenlite | LED/DL | LED/DL | Residential | LED | Desk Lamps | 4.738 | N/A | 46.18 | 0.789 | 3000 | 76 | 25000 | 2011-05-09
Greenlite Lighting Corporation | Greenlite | LED/UC-12 |  | Residential | LED | Under-cabinet kitchen | 5 | N/A | 37.7 | 0.81 | 3000 | 89 | 25000 | 2010-09-14
Greenlite Lighting Corporation | Greenlite | LED/UC-18 |  | Residential | LED | Under-cabinet kitchen | 8.2 | N/A | 39.3 | 0.84 | 3000 | 89 | 25000 | 2010-09-14
Greenlite Lighting Corporation | Greenlite | LED/UC-24 |  | Residential | LED | Under-cabinet kitchen | 10.6 | N/A | 42.7 | 0.86 | 3000 | 89 | 25000 | 2010-09-14
HeathCo LLC | Heath Zenith | XXX-4541-XXX |  | Residential | LED | Outdoor wall-mounted porch lights | 11.85 | N/A | 24.1 | 0.737 | 3000 | 80 | 35000 | 2011-02-23 | Motion Sensors
Intense Lighting | Intense Lighting | MB65030-FL32 |  | Residential | LED | Surface-mounted with directional heads | 15 | N/A | 41.3 | 0.977 | 3000 | 82.8 | 25000 | 2011-03-04 | Dimmable
Intense Lighting | Intense Lighting | MB65030-FL50 |  | Residential | LED | Surface-mounted with directional heads | 15 | N/A | 44.2 | 0.954 | 3000 | 83.1 | 25000 | 2011-03-04 | Dimmable
Intense Lighting | Intense Lighting | MB65030-SP24 |  | Residential | LED | Surface-mounted with directional heads | 15 | N/A | 43.7 | 0.954 | 3000 | 82.4 | 25000 | 2011-03-04 | Dimmable
Intense Lighting | Intense Lighting | MB90030-FL32 |  | Residential | LED | Surface-mounted with directional heads | 17.8 | N/A | 50.1 | 0.969 | 3000 | 78 | 25000 | 2011-03-04 | Dimmable
Intense Lighting | Intense Lighting | MB90030-FL50 |  | Residential | LED | Surface-mounted with directional heads | 17.8 | N/A | 49.8 | 0.989 | 3000 | 78 | 25000 | 2011-03-04 | Dimmable
Intense Lighting | Intense Lighting | MB90030-SP24 |  | Residential | LED | Surface-mounted with directional heads | 17.8 | N/A | 50.8 | 0.982 | 3000 | 78 | 25000 | 2011-03-04 | Dimmable
Intense Lighting | Intense Lighting | SS470035 |  | Commercial | LED | Recessed downlights | 16.2 | N/A | 35.4 | 0.957 | 3500 | 84.2 | 35000 | 2011-02-01
Intense Lighting | Intense Lighting | SS6110035 |  | Commercial | LED | Recessed downlights | 20.8 | N/A | 46.3 | 0.979 | 3500 | 81.2 | 35000 | 2011-02-03
Intermatic Incorporated | INTERMATIC | IR6-600WH |  | Both | LED | Recessed downlights | 14 | N/A | 44.8 | 0.96 | 3000 | 84 | 35000 | 2010-11-18 | Dimmable
Janmar Lighting | Janmar | 700 Series |  | Commercial | LED | Recessed downlights | 9.4 | N/A | 44.6 | 0.967 | 3000 | 85 | 35000 | 2010-06-01 | Dimmable
Juno Lighting, Inc. | Indy | 9B-LED-1130B-CL2* |  | Commercial | LED | Surface-mounted downlights | 17.8 | N/A | 48.7 | 0.99 | 3000 | 77 | 35000 | 2010-10-01 | Dimmable | * Qualified only with the following [trim/finish/housing] options: WH = White Flange
Juno Lighting, Inc. | Indy | 9B-LED-1130B-CS2* |  | Commercial | LED | Surface-mounted downlights | 17.8 | N/A | 48.7 | 0.99 | 3000 | 77 | 35000 | 2010-10-01 | Dimmable | * Qualified only with the following [trim/finish/housing] options: WH = White Flange
Juno Lighting, Inc. | Indy | 9B-LED-1130W-CL2* |  | Commercial | LED | Surface-mounted downlights | 17.8 | N/A | 48.7 | 0.99 | 3000 | 77 | 35000 | 2010-10-01 | Dimmable | * Qualified only with the following [trim/finish/housing] options: WH = White Flange
Juno Lighting, Inc. | Indy | 9B-LED-1130W-CS2* |  | Commercial | LED | Surface-mounted downlights | 17.8 | N/A | 48.7 | 0.99 | 3000 | 77 | 35000 | 2010-10-01 | Dimmable | * Qualified only with the following [trim/finish/housing] options: WH = White Flange
Juno Lighting, Inc. | Indy | 9B-LED-1135B-CL2* |  | Commercial | LED | Surface-mounted downlights | 17.8 | N/A | 48.7 | 0.99 | 3500 | 77 | 35000 | 2010-10-01 | Dimmable | * Qualified only with the following [trim/finish/housing] options: WH = White Flange
Juno Lighting, Inc. | Indy | 9B-LED-1135B-CS2* |  | Commercial | LED | Surface-mounted downlights | 17.8 | N/A | 48.7 | 0.99 | 3500 | 77 | 35000 | 2010-10-01 | Dimmable | * Qualified only with the following [trim/finish/housing] options: WH = White Flange
Juno Lighting, Inc. | Indy | 9B-LED-1135W-CL2* |  | Commercial | LED | Surface-mounted downlights | 17.8 | N/A | 48.7 | 0.99 | 3500 | 77 | 35000 | 2010-10-01 | Dimmable | * Qualified only with the following [trim/finish/housing] options: WH = White Flange
Juno Lighting, Inc. | Indy | 9B-LED-1135W-CS2* |  | Commercial | LED | Surface-mounted downlights | 17.8 | N/A | 48.7 | 0.99 | 3500 | 77 | 35000 | 2010-10-01 | Dimmable | * Qualified only with the following [trims/finishes/housings]: WH = White Flange
Juno Lighting, Inc. | Indy | 9B-LED-1140B-CL2* |  | Commercial | LED | Surface-mounted downlights | 17.8 | N/A | 48.7 | 0.99 | 4000 | 79 | 35000 | 2010-10-01 | Dimmable | * Qualified only with the following [trim/finish/housing] options: WH = White Flange
Juno Lighting, Inc. | Indy | 9B-LED-1140B-CS2* |  | Commercial | LED | Surface-mounted downlights | 17.8 | N/A | 48.7 | 0.99 | 4000 | 79 | 35000 | 2010-10-01 | Dimmable | * Qualified only with the following [trim/finish/housing] options: WH = White Flange
Juno Lighting, Inc. | Indy | 9B-LED-1140W-CL2* |  | Commercial | LED | Surface-mounted downlights | 17.8 | N/A | 48.7 | 0.99 | 4000 | 79 | 35000 | 2010-10-01 | Dimmable | * Qualified only with the following [trim/finish/housing] options: WH = White Flange
Juno Lighting, Inc. | Indy | 9B-LED-1140W-CS2* |  | Commercial | LED | Surface-mounted downlights | 17.8 | N/A | 48.7 | 0.99 | 4000 | 79 | 35000 | 2010-10-01 | Dimmable | * Qualified only with the following [trim/finish/housing] options: WH = White Flange
Juno Lighting, Inc. | Indy | 9B-LED-2030B-CL2* |  | Commercial | LED | Surface-mounted downlights | 33.4 | N/A | 47.5 | 0.99 | 3000 | 77 | 35000 | 2010-10-01 | Dimmable | * Qualified only with the following [trim/finish/housing] options: WH = White Flange
Juno Lighting, Inc. | Indy | 9B-LED-2030B-CS2* |  | Commercial | LED | Surface-mounted downlights | 33.4 | N/A | 47.5 | 0.99 | 3000 | 77 | 35000 | 2010-10-01 | Dimmable | * Qualified only with the following [trim/finish/housing] options: WH = White Flange
Juno Lighting, Inc. | Indy | 9B-LED-2030W-CL2* |  | Commercial | LED | Surface-mounted downlights | 33.4 | N/A | 47.5 | 0.99 | 3000 | 77 | 35000 | 2010-10-01 | Dimmable | * Qualified only with the following [trim/finish/housing] options: WH = White Flange
Juno Lighting, Inc. | Indy | 9B-LED-2030W-CS2* |  | Commercial | LED | Surface-mounted downlights | 33.4 | N/A | 47.5 | 0.99 | 3000 | 77 | 35000 | 2010-10-01 | Dimmable | * Qualified only with the following [trim/finish/housing] options: WH = White Flange
Juno Lighting, Inc. | Indy | 9B-LED-2035B-CL2* |  | Commercial | LED | Surface-mounted downlights | 33.4 | N/A | 47.5 | 0.99 | 3500 | 77 | 35000 | 2010-10-01 | Dimmable | * Qualified only with the following [trim/finish/housing] options: WH = White Flange
Juno Lighting, Inc. | Indy | 9B-LED-2035B-CS2* |  | Commercial | LED | Surface-mounted downlights | 33.4 | N/A | 47.5 | 0.99 | 3500 | 77 | 35000 | 2010-10-01 | Dimmable | * Qualified only with the following [trim/finish/housing] options: WH = White Flange
Juno Lighting, Inc. | Indy | 9B-LED-2035W-CL2* |  | Commercial | LED | Surface-mounted downlights | 33.4 | N/A | 47.5 | 0.99 | 3500 | 77 | 35000 | 2010-10-01 | Dimmable | * Qualified only with the following [trim/finish/housing] options: WH = White Flange
Juno Lighting, Inc. | Indy | 9B-LED-2035W-CS2* |  | Commercial | LED | Surface-mounted downlights | 33.4 | N/A | 47.5 | 0.99 | 3500 | 77 | 35000 | 2010-10-01 | Dimmable | * Qualified only with the following [trim/finish/housing] options: WH = White Flange
Juno Lighting, Inc. | Indy | 9B-LED-2040B-CL2* |  | Commercial | LED | Surface-mounted downlights | 33.4 | N/A | 47.5 | 0.99 | 4000 | 79 | 35000 | 2010-10-01 | Dimmable | * Qualified only with the following [trim/finish/housing] options: WH = White Flange
Juno Lighting, Inc. | Indy | 9B-LED-2040B-CS2* |  | Commercial | LED | Surface-mounted downlights | 33.4 | N/A | 47.5 | 0.99 | 4000 | 79 | 35000 | 2010-10-01 | Dimmable | * Qualified only with the following [trim/finish/housing] options: WH = White Flange
Juno Lighting, Inc. | Indy | 9B-LED-2040W-CL2* |  | Commercial | LED | Surface-mounted downlights | 33.4 | N/A | 47.5 | 0.99 | 4000 | 79 | 35000 | 2010-10-01 | Dimmable | * Qualified only with the following [trim/finish/housing] options: WH = White Flange
Juno Lighting, Inc. | Indy | 9B-LED-2040W-CS2* |  | Commercial | LED | Surface-mounted downlights | 33.4 | N/A | 47.5 | 0.99 | 4000 | 79 | 35000 | 2010-10-01 | Dimmable | * Qualified only with the following [trim/finish/housing] options: WH = White Flange
Juno Lighting, Inc. | Indy | 9-LED-1130B-CL2* |  | Commercial | LED | Surface-mounted downlights | 17.8 | N/A | 48.7 | 0.99 | 3000 | 77 | 35000 | 2010-10-01 | Dimmable | * Qualified only with the following [trim/finish/housing] options: WH = White Flange
Juno Lighting, Inc. | Indy | 9-LED-1130B-CS2* |  | Commercial | LED | Surface-mounted downlights | 17.8 | N/A | 48.7 | 0.99 | 3000 | 77 | 35000 | 2010-10-01 | Dimmable | * Qualified only with the following [trim/finish/housing] options: WH = White Flange
Juno Lighting, Inc. | Indy | 9-LED-1130W-CL2* |  | Commercial | LED | Surface-mounted downlights | 17.8 | N/A | 48.7 | 0.99 | 3000 | 77 | 35000 | 2010-10-01 | Dimmable | * Qualified only with the following [trim/finish/housing] options: WH = White Flange
Juno Lighting, Inc. | Indy | 9-LED-1130W-CS2* |  | Commercial | LED | Surface-mounted downlights | 17.8 | N/A | 48.7 | 0.99 | 3000 | 77 | 35000 | 2010-10-01 | Dimmable | * Qualified only with the following [trim/finish/housing] options: WH = White Flange
Juno Lighting, Inc. | Indy | 9-LED-1135B-CL2* |  | Commercial | LED | Surface-mounted downlights | 17.8 | N/A | 48.7 | 0.99 | 3500 | 77 | 35000 | 2010-10-01 | Dimmable | * Qualified only with the following [trim/finish/housing] options: WH = White Flange
Juno Lighting, Inc. | Indy | 9-LED-1135B-CS2* |  | Commercial | LED | Surface-mounted downlights | 17.8 | N/A | 48.7 | 0.99 | 3500 | 77 | 35000 | 2010-10-01 | Dimmable | * Qualified only with the following [trim/finish/housing] options: WH = White Flange
Juno Lighting, Inc. | Indy | 9-LED-1135W-CL2* |  | Commercial | LED | Surface-mounted downlights | 17.8 | N/A | 48.7 | 0.99 | 3500 | 77 | 35000 | 2010-10-01 | Dimmable | * Qualified only with the following [trim/finish/housing] options: WH = White Flange
Juno Lighting, Inc. | Indy | 9-LED-1135W-CS2* |  | Commercial | LED | Surface-mounted downlights | 17.8 | N/A | 48.7 | 0.99 | 3500 | 77 | 35000 | 2010-10-01 | Dimmable | * Qualified only with the following [trim/finish/housing] options: WH = White Flange
Juno Lighting, Inc. | Indy | 9-LED-1140B-CL2* |  | Commercial | LED | Surface-mounted downlights | 17.8 | N/A | 48.7 | 0.99 | 4000 | 79 | 35000 | 2010-10-01 | Dimmable | * Qualified only with the following [trim/finish/housing] options: WH = White Flange
Juno Lighting, Inc. | Indy | 9-LED-1140B-CS2* |  | Commercial | LED | Surface-mounted downlights | 17.8 | N/A | 48.7 | 0.99 | 4000 | 79 | 35000 | 2010-10-01 | Dimmable | * Qualified only with the following [trim/finish/housing] options: WH = White Flange
Juno Lighting, Inc. | Indy | 9-LED-1140W-CL2* |  | Commercial | LED | Surface-mounted downlights | 17.8 | N/A | 48.7 | 0.99 | 4000 | 79 | 35000 | 2010-10-01 | Dimmable | * Qualified only with the following [trim/finish/housing] options: WH = White Flange
Juno Lighting, Inc. | Indy | 9-LED-1140W-CS2* |  | Commercial | LED | Surface-mounted downlights | 17.8 | N/A | 48.7 | 0.99 | 4000 | 79 | 35000 | 2010-10-01 | Dimmable | * Qualified only with the following [trim/finish/housing] options: WH = White Flange
Juno Lighting, Inc. | Indy | 9-LED-2030B-CL2* |  | Commercial | LED | Surface-mounted downlights | 33.4 | N/A | 47.5 | 0.99 | 3000 | 77 | 35000 | 2010-10-01 | Dimmable | * Qualified only with the following [trim/finish/housing] options: WH = White Flange
Juno Lighting, Inc. | Indy | 9-LED-2030B-CS2* |  | Commercial | LED | Surface-mounted downlights | 33.4 | N/A | 47.5 | 0.99 | 3000 | 77 | 35000 | 2010-10-01 | Dimmable | * Qualified only with the following [trim/finish/housing] options: WH = White Flange
Juno Lighting, Inc. | Indy | 9-LED-2030W-CL2* |  | Commercial | LED | Surface-mounted downlights | 33.4 | N/A | 47.5 | 0.99 | 3000 | 77 | 35000 | 2010-10-01 | Dimmable | * Qualified only with the following [trim/finish/housing] options: WH = White Flange
Juno Lighting, Inc. | Indy | 9-LED-2030W-CS2* |  | Commercial | LED | Surface-mounted downlights | 33.4 | N/A | 47.5 | 0.99 | 3000 | 77 | 35000 | 2010-10-01 | Dimmable | * Qualified only with the following [trim/finish/housing] options: WH = White Flange
Juno Lighting, Inc. | Indy | 9-LED-2035B-CL2* |  | Commercial | LED | Surface-mounted downlights | 33.4 | N/A | 47.5 | 0.99 | 3500 | 77 | 35000 | 2010-10-01 | Dimmable | * Qualified only with the following [trim/finish/housing] options: WH = White Flange
Juno Lighting, Inc. | Indy | 9-LED-2035B-CS2* |  | Commercial | LED | Surface-mounted downlights | 33.4 | N/A | 47.5 | 0.99 | 3500 | 77 | 35000 | 2010-10-01 | Dimmable | * Qualified only with the following [trim/finish/housing] options: WH = White Flange
Juno Lighting, Inc. | Indy | 9-LED-2035W-CL2* |  | Commercial | LED | Surface-mounted downlights | 33.4 | N/A | 47.5 | 0.99 | 3500 | 77 | 35000 | 2010-10-01 | Dimmable | * Qualified only with the following [trim/finish/housing] options: WH = White Flange
Juno Lighting, Inc. | Indy | 9-LED-2035W-CS2* |  | Commercial | LED | Surface-mounted downlights | 33.4 | N/A | 47.5 | 0.99 | 3500 | 77 | 35000 | 2010-10-01 | Dimmable | * Qualified only with the following [trim/finish/housing] options: WH = White Flange
Juno Lighting, Inc. | Indy | 9-LED-2040B-CL2* |  | Commercial | LED | Surface-mounted downlights | 33.4 | N/A | 47.5 | 0.99 | 4000 | 79 | 35000 | 2010-10-01 | Dimmable | * Qualified only with the following [trim/finish/housing] options: WH = White Flange
Juno Lighting, Inc. | Indy | 9-LED-2040B-CS2* |  | Commercial | LED | Surface-mounted downlights | 33.4 | N/A | 47.5 | 0.99 | 4000 | 79 | 35000 | 2010-10-01 | Dimmable | * Qualified only with the following [trim/finish/housing] options: WH = White Flange
Juno Lighting, Inc. | Indy | 9-LED-2040W-CL2* |  | Commercial | LED | Surface-mounted downlights | 33.4 | N/A | 47.5 | 0.99 | 4000 | 79 | 35000 | 2010-10-01 | Dimmable | * Qualified only with the following [trim/finish/housing] options: WH = White Flange
Juno Lighting, Inc. | Indy | 9-LED-2040W-CS2* |  | Commercial | LED | Surface-mounted downlights | 33.4 | N/A | 47.5 | 0.99 | 4000 | 79 | 35000 | 2010-10-01 | Dimmable | * Qualified only with the following [trim/finish/housing] options: WH = White Flange
Juno Lighting, Inc. | Indy | 9P-LED-1130B-CL2* |  | Commercial | LED | Pendant-mounted downlights | 17.8 | N/A | 48.7 | 0.99 | 3000 | 77 | 35000 | 2010-10-01 | Dimmable | * Qualified only with the following [trim/finish/housing] options: WH = White Flange
Juno Lighting, Inc. | Indy | 9P-LED-1130B-CS2* |  | Commercial | LED | Pendant-mounted downlights | 17.8 | N/A | 48.7 | 0.99 | 3000 | 77 | 35000 | 2010-10-01 | Dimmable | * Qualified only with the following [trim/finish/housing] options: WH = White Flange
Juno Lighting, Inc. | Indy | 9P-LED-1130W-CL2* |  | Commercial | LED | Pendant-mounted downlights | 17.8 | N/A | 48.7 | 0.99 | 3000 | 77 | 35000 | 2010-10-01 | Dimmable | * Qualified only with the following [trim/finish/housing] options: WH = White Flange
Juno Lighting, Inc. | Indy | 9P-LED-1130W-CS2* |  | Commercial | LED | Pendant-mounted downlights | 17.8 | N/A | 48.7 | 0.99 | 3000 | 77 | 35000 | 2010-10-01 | Dimmable | * Qualified only with the following [trim/finish/housing] options: WH = White Flange
Juno Lighting, Inc. | Indy | 9P-LED-1135B-CL2* |  | Commercial | LED | Pendant-mounted downlights | 17.8 | N/A | 48.7 | 0.99 | 3500 | 77 | 35000 | 2010-10-01 | Dimmable | * Qualified only with the following [trim/finish/housing] options: WH = White Flange
Juno Lighting, Inc. | Indy | 9P-LED-1135B-CS2* |  | Commercial | LED | Pendant-mounted downlights | 17.8 | N/A | 48.7 | 0.99 | 3500 | 77 | 35000 | 2010-10-01 | Dimmable | * Qualified only with the following [trim/finish/housing] options: WH = White Flange
Juno Lighting, Inc. | Indy | 9P-LED-1135W-CL2* |  | Commercial | LED | Pendant-mounted downlights | 17.8 | N/A | 48.7 | 0.99 | 3500 | 77 | 35000 | 2010-10-01 | Dimmable | * Qualified only with the following [trim/finish/housing] options: WH = White Flange
Juno Lighting, Inc. | Indy | 9P-LED-1135W-CS2* |  | Commercial | LED | Pendant-mounted downlights | 17.8 | N/A | 48.7 | 0.99 | 3500 | 77 | 35000 | 2010-10-01 | Dimmable | * Qualified only with the following [trim/finish/housing] options: WH = White Flange
Juno Lighting, Inc. | Indy | 9P-LED-1140B-CL2* |  | Commercial | LED | Pendant-mounted downlights | 17.8 | N/A | 48.7 | 0.99 | 4000 | 79 | 35000 | 2010-10-01 | Dimmable | * Qualified only with the following [trim/finish/housing] options: WH = White Flange
Juno Lighting, Inc. | Indy | 9P-LED-1140B-CS2* |  | Commercial | LED | Pendant-mounted downlights | 17.8 | N/A | 48.7 | 0.99 | 4000 | 79 | 35000 | 2010-10-01 | Dimmable | * Qualified only with the following [trim/finish/housing] options: WH = White Flange
Juno Lighting, Inc. | Indy | 9P-LED-1140W-CL2* |  | Commercial | LED | Pendant-mounted downlights | 17.8 | N/A | 48.7 | 0.99 | 4000 | 79 | 35000 | 2010-10-01 | Dimmable | * Qualified only with the following [trim/finish/housing] options: WH = White Flange
Juno Lighting, Inc. | Indy | 9P-LED-1140W-CS2* |  | Commercial | LED | Pendant-mounted downlights | 17.8 | N/A | 48.7 | 0.99 | 4000 | 79 | 35000 | 2010-10-01 | Dimmable | * Qualified only with the following [trim/finish/housing] options: WH = White Flange
Juno Lighting, Inc. | Indy | 9P-LED-2030B-CL2* |  | Commercial | LED | Pendant-mounted downlights | 33.4 | N/A | 47.5 | 0.99 | 3000 | 77 | 35000 | 2010-10-01 | Dimmable | * Qualified only with the following [trim/finish/housing] options: WH = White Flange
Juno Lighting, Inc. | Indy | 9P-LED-2030B-CS2* |  | Commercial | LED | Pendant-mounted downlights | 33.4 | N/A | 47.5 | 0.99 | 3000 | 77 | 35000 | 2010-10-01 | Dimmable | * Qualified only with the following [trim/finish/housing] options: WH = White Flange
Juno Lighting, Inc. | Indy | 9P-LED-2030W-CL2* |  | Commercial | LED | Pendant-mounted downlights | 33.4 | N/A | 47.5 | 0.99 | 3000 | 77 | 35000 | 2010-10-01 | Dimmable | * Qualified only with the following [trim/finish/housing] options: WH = White Flange
Juno Lighting, Inc. | Indy | 9P-LED-2030W-CS2* |  | Commercial | LED | Pendant-mounted downlights | 33.4 | N/A | 47.5 | 0.99 | 3000 | 77 | 35000 | 2010-10-01 | Dimmable | * Qualified only with the following [trim/finish/housing] options: WH = White Flange
Juno Lighting, Inc. | Indy | 9P-LED-2035B-CL2* |  | Commercial | LED | Pendant-mounted downlights | 33.4 | N/A | 47.5 | 0.99 | 3500 | 77 | 35000 | 2010-10-01 | Dimmable | * Qualified only with the following [trim/finish/housing] options: WH = White Flange
Juno Lighting, Inc. | Indy | 9P-LED-2035B-CS2* |  | Commercial | LED | Pendant-mounted downlights | 33.4 | N/A | 47.5 | 0.99 | 3500 | 77 | 35000 | 2010-10-01 | Dimmable | * Qualified only with the following [trim/finish/housing] options: WH = White Flange
Juno Lighting, Inc. | Indy | 9P-LED-2035W-CL2* |  | Commercial | LED | Pendant-mounted downlights | 33.4 | N/A | 47.5 | 0.99 | 3500 | 77 | 35000 | 2010-10-01 | Dimmable | * Qualified only with the following [trim/finish/housing] options: WH = White Flange
Juno Lighting, Inc. | Indy | 9P-LED-2035W-CS2* |  | Commercial | LED | Pendant-mounted downlights | 33.4 | N/A | 47.5 | 0.99 | 3500 | 77 | 35000 | 2010-10-01 | Dimmable | * Qualified only with the following [trim/finish/housing] options: WH = White Flange
Juno Lighting, Inc. | Indy | 9P-LED-2040B-CL2* |  | Commercial | LED | Pendant-mounted downlights | 33.4 | N/A | 47.5 | 0.99 | 4000 | 79 | 35000 | 2010-10-01 | Dimmable | * Qualified only with the following [trim/finish/housing] options: WH = White Flange
Juno Lighting, Inc. | Indy | 9P-LED-2040B-CS2* |  | Commercial | LED | Pendant-mounted downlights | 33.4 | N/A | 47.5 | 0.99 | 4000 | 79 | 35000 | 2010-10-01 | Dimmable | * Qualified only with the following [trim/finish/housing] options: WH = White Flange
Juno Lighting, Inc. | Indy | 9P-LED-2040W-CL2* |  | Commercial | LED | Pendant-mounted downlights | 33.4 | N/A | 47.5 | 0.99 | 4000 | 79 | 35000 | 2010-10-01 | Dimmable | * Qualified only with the following [trim/finish/housing] options: WH = White Flange
Juno Lighting, Inc. | Indy | 9P-LED-2040W-CS2* |  | Commercial | LED | Pendant-mounted downlights | 33.4 | N/A | 47.5 | 0.99 | 4000 | 79 | 35000 | 2010-10-01 | Dimmable | * Qualified only with the following [trim/finish/housing] options: WH = White Flange
Juno Lighting, Inc. | Indy | SD4-1130-SAF2* |  | Commercial | LED | Recessed downlights | 17.8 | N/A | 45.7 | 0.99 | 3000 | 77 | 35000 | 2010-10-01 | Dimmable | * Qualified only with the following [trim/finish/housing] options: PF = painted flange, F = Fuse, CP = Chicago Plenum, 825 = 28" C channel mounting bars.
Juno Lighting, Inc. | Indy | SD4-1130-SAQF2* |  | Commercial | LED | Recessed downlights | 17.8 | N/A | 45.7 | 0.99 | 3000 | 77 | 35000 | 2010-10-01 | Dimmable | * Qualified only with the following [trim/finish/housing] options: PF = painted flange, F = Fuse, CP = Chicago Plenum, or 825 = 28" C channel mounting bars.
Juno Lighting, Inc. | Indy | SD4-1130-SASF2* |  | Commercial | LED | Recessed downlights | 17.8 | N/A | 45.7 | 0.99 | 3000 | 77 | 35000 | 2010-10-01 | Dimmable | * Qualified only with the following [trim/finish/housing] options: PF = painted flange, F = Fuse, CP = Chicago Plenum, or 825 = 28" C channel mounting bars.
Juno Lighting, Inc. | Indy | SD4-1135-SAF2* |  | Commercial | LED | Recessed downlights | 17.8 | N/A | 45.7 | 0.99 | 3500 | 77 | 35000 | 2010-10-01 | Dimmable | * Qualified only with the following [trim/finish/housing] options: PF = painted flange, F = Fuse, CP = Chicago Plenum, or 825 = 28" C channel mounting bars.
Juno Lighting, Inc. | Indy | SD4-1135-SAQF2* |  | Commercial | LED | Recessed downlights | 17.8 | N/A | 45.7 | 0.99 | 3500 | 77 | 35000 | 2010-10-01 | Dimmable | * Qualified only with the following [trim/finish/housing] options: PF = painted flange, F = Fuse, CP = Chicago Plenum, or 825 = 28" C channel mounting bars.
Juno Lighting, Inc. | Indy | SD4-1135-SASF2* |  | Commercial | LED | Recessed downlights | 17.8 | N/A | 45.7 | 0.99 | 3500 | 77 | 35000 | 2010-10-01 | Dimmable | * Qualified only with the following [trim/finish/housing] options: PF = painted flange, F = Fuse, CP = Chicago Plenum, or 825 = 28" C channel mounting bars.
Juno Lighting, Inc. | Indy | SD4-1140-SAF2* |  | Commercial | LED | Recessed downlights | 17.8 | N/A | 45.7 | 0.99 | 4000 | 79 | 35000 | 2010-10-01 | Dimmable | * Qualified only with the following [trim/finish/housing] options: PF = painted flange, F = Fuse, CP = Chicago Plenum, or 825 = 28" C channel mounting bars.
Juno Lighting, Inc. | Indy | SD4-1140-SAQF2* |  | Commercial | LED | Recessed downlights | 17.8 | N/A | 45.7 | 0.99 | 4000 | 79 | 35000 | 2010-10-01 | Dimmable | * Qualified only with the following [trim/finish/housing] options: PF = painted flange, F = Fuse, CP = Chicago Plenum, or 825 = 28" C channel mounting bars.
Juno Lighting, Inc. | Indy | SD4-1140-SASF2* |  | Commercial | LED | Recessed downlights | 17.8 | N/A | 45.7 | 0.99 | 4000 | 79 | 35000 | 2010-10-01 | Dimmable | * Qualified only with the following [trim/finish/housing] options: PF = painted flange, F = Fuse, CP = Chicago Plenum, or 825 = 28" C channel mounting bars.
Juno Lighting, Inc. | Indy | SD4-2030-SAF2* |  | Commercial | LED | Recessed downlights | 33.4 | N/A | 44.1 | 0.99 | 3000 | 77 | 35000 | 2010-10-01 | Dimmable | * Qualified only with the following [trim/finish/housing] options: PF = painted flange, F = Fuse, CP = Chicago Plenum, or 825 = 28" C channel mounting bars.
Juno Lighting, Inc. | Indy | SD4-2030-SAQF2* |  | Commercial | LED | Recessed downlights | 33.4 | N/A | 44.1 | 0.99 | 3000 | 77 | 35000 | 2010-10-01 | Dimmable | * Qualified only with the following [trim/finish/housing] options: PF = painted flange, F = Fuse, CP = Chicago Plenum, or 825 = 28" C channel mounting bars.
Juno Lighting, Inc. | Indy | SD4-2030-SASF2* |  | Commercial | LED | Recessed downlights | 33.4 | N/A | 44.1 | 0.99 | 3000 | 77 | 35000 | 2010-10-01 | Dimmable | * Qualified only with the following [trim/finish/housing] options: PF = painted flange, F = Fuse, CP = Chicago Plenum, or 825 = 28" C channel mounting bars.
Juno Lighting, Inc. | Indy | SD4-2035-SAF2* |  | Commercial | LED | Recessed downlights | 33.4 | N/A | 44.1 | 0.99 | 3500 | 77 | 35000 | 2010-10-01 | Dimmable | * Qualified only with the following [trim/finish/housing] options: PF = painted flange, F = Fuse, CP = Chicago Plenum, or 825 = 28" C channel mounting bars.
Juno Lighting, Inc. | Indy | SD4-2035-SAQF2* |  | Commercial | LED | Recessed downlights | 33.4 | N/A | 44.1 | 0.99 | 3500 | 77 | 35000 | 2010-10-01 | Dimmable | * Qualified only with the following [trim/finish/housing] options: PF = painted flange, F = Fuse, CP = Chicago Plenum, or 825 = 28" C channel mounting bars.
Juno Lighting, Inc. | Indy | SD4-2035-SASF2* |  | Commercial | LED | Recessed downlights | 33.4 | N/A | 44.1 | 0.99 | 3500 | 77 | 35000 | 2010-10-01 | Dimmable | * Qualified only with the following [trim/finish/housing] options: PF = painted flange, F = Fuse, CP = Chicago Plenum, or 825 = 28" C channel mounting bars.
Juno Lighting, Inc. | Indy | SD4-2040-SAF2* |  | Commercial | LED | Recessed downlights | 33.4 | N/A | 44.1 | 0.99 | 4000 | 79 | 35000 | 2010-10-01 | Dimmable | * Qualified only with the following [trim/finish/housing] options: PF = painted flange, F = Fuse, CP = Chicago Plenum, or 825 = 28" C channel mounting bars.
Juno Lighting, Inc. | Indy | SD4-2040-SAQF2* |  | Commercial | LED | Recessed downlights | 33.4 | N/A | 44.1 | 0.99 | 4000 | 79 | 35000 | 2010-10-01 | Dimmable | * Qualified only with the following [trim/finish/housing] options: PF = painted flange, F = Fuse, CP = Chicago Plenum, or 825 = 28" C channel mounting bars.
Juno Lighting, Inc. | Indy | SD4-2040-SASF2* |  | Commercial | LED | Recessed downlights | 33.4 | N/A | 44.1 | 0.99 | 4000 | 79 | 35000 | 2010-10-01 | Dimmable | * Qualified only with the following [trim/finish/housing] options: PF = painted flange, F = Fuse, CP = Chicago Plenum, or 825 = 28" C channel mounting bars.
Juno Lighting, Inc. | Indy | SD6-1130-SAF2* |  | Commercial | LED | Recessed downlights | 17.8 | N/A | 48.7 | 0.99 | 3000 | 77 | 35000 | 2010-10-01 | Dimmable | * Qualified only with the following [trim/finish/housing] options: PF = painted flange, F = Fuse, CP = Chicago Plenum, or 825 = 28" C channel mounting bars.
Juno Lighting, Inc. | Indy | SD6-1130-SAQF2* |  | Commercial | LED | Recessed downlights | 17.8 | N/A | 48.7 | 0.99 | 3000 | 77 | 35000 | 2010-10-01 | Dimmable | * Qualified only with the following [trim/finish/housing] options: PF = painted flange, F = Fuse, CP = Chicago Plenum, or 825 = 28" C channel mounting bars.
Juno Lighting, Inc. | Indy | SD6-1130-SASF2* |  | Commercial | LED | Recessed downlights | 17.8 | N/A | 48.7 | 0.99 | 3000 | 77 | 35000 | 2010-10-01 | Dimmable | * Qualified only with the following [trim/finish/housing] options: PF = painted flange, F = Fuse, CP = Chicago Plenum, or 825 = 28" C channel mounting bars.
Juno Lighting, Inc. | Indy | SD6-1135-SAF2* |  | Commercial | LED | Recessed downlights | 17.8 | N/A | 48.5 | 0.99 | 3500 | 77 | 35000 | 2010-10-01 | Dimmable | * Qualified only with the following [trim/finish/housing] options: PF = painted flange, F = Fuse, CP = Chicago Plenum, or 825 = 28" C channel mounting bars.
Juno Lighting, Inc. | Indy | SD6-1135-SAQF2* |  | Commercial | LED | Recessed downlights | 17.8 | N/A | 48.5 | 0.99 | 3500 | 77 | 35000 | 2010-10-01 | Dimmable | * Qualified only with the following [trim/finish/housing] options: PF = painted flange, F = Fuse, CP = Chicago Plenum, or 825 = 28" C channel mounting bars.
Juno Lighting, Inc. | Indy | SD6-1135-SASF2* |  | Commercial | LED | Recessed downlights | 17.8 | N/A | 48.5 | 0.99 | 3500 | 77 | 35000 | 2010-10-01 | Dimmable | * Qualified only with the following [trim/finish/housing] options: PF = painted flange, F = Fuse, CP = Chicago Plenum, or 825 = 28" C channel mounting bars.
Juno Lighting, Inc. | Indy | SD6-1140-SAF2* |  | Commercial | LED | Recessed downlights | 17.8 | N/A | 48.7 | 0.99 | 4000 | 79 | 35000 | 2010-10-01 | Dimmable | * Qualified only with the following [trim/finish/housing] options: PF = painted flange, F = Fuse, CP = Chicago Plenum, or 825 = 28" C channel mounting bars.
Juno Lighting, Inc. | Indy | SD6-1140-SAQF2* |  | Commercial | LED | Recessed downlights | 17.8 | N/A | 48.7 | 0.99 | 4000 | 79 | 35000 | 2010-10-01 | Dimmable | * Qualified only with the following [trim/finish/housing] options: PF = painted flange, F = Fuse, CP = Chicago Plenum, or 825 = 28" C channel mounting bars.
Juno Lighting, Inc. | Indy | SD6-1140-SASF2* |  | Commercial | LED | Recessed downlights | 17.8 | N/A | 48.7 | 0.99 | 4000 | 79 | 35000 | 2010-10-01 | Dimmable | * Qualified only with the following [trim/finish/housing] options: PF = painted flange, F = Fuse, CP = Chicago Plenum, or 825 = 28" C channel mounting bars.
Juno Lighting, Inc. | Indy | SD6-2030-SAF2* |  | Commercial | LED | Recessed downlights | 33.4 | N/A | 47.5 | 0.99 | 3000 | 77 | 35000 | 2010-10-01 | Dimmable | * Qualified only with the following [trim/finish/housing] options: PF = painted flange, F = Fuse, CP = Chicago Plenum, or 825 = 28" C channel mounting bars.
Juno Lighting, Inc. | Indy | SD6-2030-SAQF2* |  | Commercial | LED | Recessed downlights | 33.4 | N/A | 47.5 | 0.99 | 3000 | 77 | 35000 | 2010-10-01 | Dimmable | * Qualified only with the following [trim/finish/housing] options: PF = painted flange, F = Fuse, CP = Chicago Plenum, or 825 = 28" C channel mounting bars.
Juno Lighting, Inc. | Indy | SD6-2030-SASF2* |  | Commercial | LED | Recessed downlights | 33.4 | N/A | 47.5 | 0.99 | 3000 | 77 | 35000 | 2010-10-01 | Dimmable | * Qualified only with the following [trim/finish/housing] options: PF = painted flange, F = Fuse, CP = Chicago Plenum, or 825 = 28" C channel mounting bars.
Juno Lighting, Inc. | Indy | SD6-2035-SAF2* |  | Commercial | LED | Recessed downlights | 33.4 | N/A | 47.5 | 0.99 | 3500 | 77 | 35000 | 2010-10-01 | Dimmable | * Qualified only with the following [trim/finish/housing] options: PF = painted flange, F = Fuse, CP = Chicago Plenum, or 825 = 28" C channel mounting bars.
Juno Lighting, Inc. | Indy | SD6-2035-SAQF2* |  | Commercial | LED | Recessed downlights | 33.4 | N/A | 47.5 | 0.99 | 3500 | 77 | 35000 | 2010-10-01 | Dimmable | * Qualified only with the following [trim/finish/housing] options: PF = painted flange, F = Fuse, CP = Chicago Plenum, or 825 = 28" C channel mounting bars.
Juno Lighting, Inc. | Indy | SD6-2035-SASF2* |  | Commercial | LED | Recessed downlights | 33.4 | N/A | 47.5 | 0.99 | 3500 | 77 | 35000 | 2010-10-01 | Dimmable | * Qualified only with the following [trim/finish/housing] options: PF = painted flange, F = Fuse, CP = Chicago Plenum, or 825 = 28" C channel mounting bars.
Juno Lighting, Inc. | Indy | SD6-2040-SAQF2* |  | Commercial | LED | Recessed downlights | 33.4 | N/A | 47.4 | 0.99 | 4000 | 79 | 35000 | 2010-10-01 | Dimmable | * Qualified only with the following [trim/finish/housing] options: PF = painted flange, F = Fuse, CP = Chicago Plenum, or 825 = 28" C channel mounting bars.
Juno Lighting, Inc. | Indy | SD6-2040-SASF2* |  | Commercial | LED | Recessed downlights | 33.4 | N/A | 47.4 | 0.99 | 4000 | 79 | 35000 | 2010-10-01 | Dimmable | * Qualified only with the following [trim/finish/housing] options: PF = painted flange, F = Fuse, CP = Chicago Plenum, or 825 = 28" C channel mounting bars.
Juno Lighting, Inc. | Indy | SDSQ4-1130-SAF2* |  | Commercial | LED | Recessed downlights | 17.8 | N/A | 39.2 | 0.99 | 3000 | 77 | 35000 | 2010-10-01 | Dimmable | * Qualified only with the following [trim/finish/housing] options: PF = painted flange, F = Fuse, CP = Chicago Plenum, or 825 = 28" C channel mounting bars.
Juno Lighting, Inc. | Indy | SDSQ4-1130-SASF2* |  | Commercial | LED | Recessed downlights | 17.8 | N/A | 39.2 | 0.99 | 3000 | 77 | 35000 | 2010-10-01 | Dimmable | * Qualified only with the following [trim/finish/housing] options: PF = painted flange, F = Fuse, CP = Chicago Plenum, or 825 = 28" C channel mounting bars.
Juno Lighting, Inc. | Indy | SDSQ4-1135-SAF2* |  | Commercial | LED | Recessed downlights | 17.8 | N/A | 39.2 | 0.99 | 3500 | 77 | 35000 | 2010-10-01 | Dimmable | * Qualified only with the following [trim/finish/housing] options: PF = painted flange, F = Fuse, CP = Chicago Plenum, or 825 = 28" C channel mounting bars.
Juno Lighting, Inc. | Indy | SDSQ4-1135-SASF2* |  | Commercial | LED | Recessed downlights | 17.8 | N/A | 39.2 | 0.99 | 3500 | 77 | 35000 | 2010-10-01 | Dimmable | * Qualified only with the following [trim/finish/housing] options: PF = painted flange, F = Fuse, CP = Chicago Plenum, or 825 = 28" C channel mounting bars.
Juno Lighting, Inc. | Indy | SDSQ4-1140-SAF2* |  | Commercial | LED | Recessed downlights | 17.8 | N/A | 39.2 | 0.99 | 4000 | 79 | 35000 | 2010-10-01 | Dimmable | * Qualified only with the following [trim/finish/housing] options: PF = painted flange, F = Fuse, CP = Chicago Plenum, or 825 = 28" C channel mounting bars.
Juno Lighting, Inc. | Indy | SDSQ4-1140-SASF2* |  | Commercial | LED | Recessed downlights | 17.8 | N/A | 39.2 | 0.99 | 4000 | 79 | 35000 | 2010-10-01 | Dimmable | * Qualified only with the following [trim/finish/housing] options: PF = painted flange, F = Fuse, CP = Chicago Plenum, or 825 = 28" C channel mounting bars.
Juno Lighting, Inc. | Indy | SDSQ4-2030-SAF2* |  | Commercial | LED | Recessed downlights | 33.4 | N/A | 38.7 | 0.99 | 3000 | 77 | 35000 | 2010-10-01 | Dimmable | * Qualified only with the following [trim/finish/housing] options: PF = painted flange, F = Fuse, CP = Chicago Plenum, or 825 = 28" C channel mounting bars.
Juno Lighting, Inc. | Indy | SDSQ4-2030-SASF2* |  | Commercial | LED | Recessed downlights | 33.4 | N/A | 38.7 | 0.99 | 3000 | 77 | 35000 | 2010-10-01 | Dimmable | * Qualified only with the following [trim/finish/housing] options: PF = painted flange, F = Fuse, CP = Chicago Plenum, or 825 = 28" C channel mounting bars.
Juno Lighting, Inc. | Indy | SDSQ4-2035-SAF2* |  | Commercial | LED | Recessed downlights | 33.4 | N/A | 38.8 | 0.99 | 3500 | 77 | 35000 | 2010-10-01 | Dimmable | * Qualified only with the following [trim/finish/housing] options: PF = painted flange, F = Fuse, CP = Chicago Plenum, or 825 = 28" C channel mounting bars.
Juno Lighting, Inc. | Indy | SDSQ4-2035-SASF2* |  | Commercial | LED | Recessed downlights | 33.4 | N/A | 38.8 | 0.99 | 3500 | 77 | 35000 | 2010-10-01 | Dimmable | * Qualified only with the following [trim/finish/housing] options: PF = painted flange, F = Fuse, CP = Chicago Plenum, or 825 = 28" C channel mounting bars.
Juno Lighting, Inc. | Indy | SDSQ4-2040-SAF2* |  | Commercial | LED | Recessed downlights | 33.4 | N/A | 38.8 | 0.99 | 4000 | 77 | 35000 | 2010-10-01 | Dimmable | * Qualified only with the following [trim/finish/housing] options: PF = painted flange, F = Fuse, CP = Chicago Plenum, or 825 = 28" C channel mounting bars.
Juno Lighting, Inc. | Indy | SDSQ4-2040-SASF2* |  | Commercial | LED | Recessed downlights | 33.4 | N/A | 38.8 | 0.99 | 4000 | 77 | 35000 | 2010-10-01 | Dimmable | * Qualified only with the following [trim/finish/housing] options: PF = painted flange, F = Fuse, CP = Chicago Plenum, or 825 = 28" C channel mounting bars.
Juno Lighting, Inc. | Indy | SDSQ6-1130-SAF2* |  | Commercial | LED | Recessed downlights | 17.8 | N/A | 40.8 | 0.99 | 3000 | 77 | 35000 | 2010-10-01 | Dimmable | * Qualified only with the following [trim/finish/housing] options: PF = painted flange, F = Fuse, CP = Chicago Plenum, or 825 = 28" C channel mounting bars.
Juno Lighting, Inc. | Indy | SDSQ6-1130-SASF2* |  | Commercial | LED | Recessed downlights | 17.8 | N/A | 40.8 | 0.99 | 3000 | 77 | 35000 | 2010-10-01 | Dimmable | * Qualified only with the following [trim/finish/housing] options: PF = painted flange, F = Fuse, CP = Chicago Plenum, or 825 = 28" C channel mounting bars.
Juno Lighting, Inc. | Indy | SDSQ6-1135-SAF2* |  | Commercial | LED | Recessed downlights | 17.8 | N/A | 40.8 | 0.99 | 3500 | 77 | 35000 | 2010-10-01 | Dimmable | * Qualified only with the following [trim/finish/housing] options: PF = painted flange, F = Fuse, CP = Chicago Plenum, or 825 = 28" C channel mounting bars.
Juno Lighting, Inc. | Indy | SDSQ6-1135-SASF2* |  | Commercial | LED | Recessed downlights | 17.8 | N/A | 40.8 | 0.99 | 3500 | 77 | 35000 | 2010-10-01 | Dimmable | * Qualified only with the following [trim/finish/housing] options: PF = painted flange, F = Fuse, CP = Chicago Plenum, or 825 = 28" C channel mounting bars.
Juno Lighting, Inc. | Indy | SDSQ6-1140-SAF2* |  | Commercial | LED | Recessed downlights | 17.8 | N/A | 40.8 | 0.99 | 4000 | 79 | 35000 | 2010-10-01 | Dimmable | * Qualified only with the following [trim/finish/housing] options: PF = painted flange, F = Fuse, CP = Chicago Plenum, or 825 = 28" C channel mounting bars.
Juno Lighting, Inc. | Indy | SDSQ6-1140-SASF2* |  | Commercial | LED | Recessed downlights | 17.8 | N/A | 40.8 | 0.99 | 4000 | 79 | 35000 | 2010-10-01 | Dimmable | * Qualified only with the following [trim/finish/housing] options: PF = painted flange, F = Fuse, CP = Chicago Plenum, or 825 = 28" C channel mounting bars.
Juno Lighting, Inc. | Indy | SDSQ6-2030-SAF2* |  | Commercial | LED | Recessed downlights | 33.4 | N/A | 45.1 | 0.99 | 3000 | 77 | 35000 | 2010-10-01 | Dimmable | * Qualified only with the following [trim/finish/housing] options: PF = painted flange, F = Fuse, CP = Chicago Plenum, or 825 = 28" C channel mounting bars.
Juno Lighting, Inc. | Indy | SDSQ6-2030-SASF2* |  | Commercial | LED | Recessed downlights | 33.4 | N/A | 45.1 | 0.99 | 3000 | 77 | 35000 | 2010-10-01 | Dimmable | * Qualified only with the following [trim/finish/housing] options: PF = painted flange, F = Fuse, CP = Chicago Plenum, or 825 = 28" C channel mounting bars.
Juno Lighting, Inc. | Indy | SDSQ6-2035-SAF2* |  | Commercial | LED | Recessed downlights | 33.4 | N/A | 45.1 | 0.99 | 3500 | 77 | 35000 | 2010-10-01 | Dimmable | * Qualified only with the following [trim/finish/housing] options: PF = painted flange, F = Fuse, CP = Chicago Plenum, or 825 = 28" C channel mounting bars.
Juno Lighting, Inc. | Indy | SDSQ6-2035-SASF2* |  | Commercial | LED | Recessed downlights | 33.4 | N/A | 45.1 | 0.99 | 3500 | 77 | 35000 | 2010-10-01 | Dimmable | * Qualified only with the following [trim/finish/housing] options: PF = painted flange, F = Fuse, CP = Chicago Plenum, or 825 = 28" C channel mounting bars.
Juno Lighting, Inc. | Indy | SDSQ6-2040-SAF2* |  | Commercial | LED | Recessed downlights | 33.4 | N/A | 45.2 | 0.99 | 4000 | 79 | 35000 | 2010-10-01 | Dimmable | * Qualified only with the following [trim/finish/housing] options: PF = painted flange, F = Fuse, CP = Chicago Plenum, or 825 = 28" C channel mounting bars.
Juno Lighting, Inc. | Indy | SDSQ6-2040-SASF2* |  | Commercial | LED | Recessed downlights | 33.4 | N/A | 45.2 | 0.99 | 4000 | 79 | 35000 | 2010-10-01 | Dimmable | * Qualified only with the following [trim/finish/housing] options: PF = painted flange, F = Fuse, CP = Chicago Plenum, or 825 = 28" C channel mounting bars.
Juno Lighting, Inc. | Juno | IC20LED-35K |  | Both | LED | Recessed downlights | 14 | N/A | 38.4 | 0.9 | 3500 | 75 | 35000 | 2009-03-16 | Dimmable | Qualified only with the following [trim/finish/housing] options: 205W-WH, 205B-WH, 205B-SC, 205B-ABZ, 204C-WH, 204G-WH, 204B-WH, 204PT-SC, 204W-WH, 204HZ-WH, 204WHZ-WH, 204WHZ-ABZ
Juno Lighting, Inc. | Juno | IC20LED-35K-120 |  | Both | LED | Recessed downlights | 14 | N/A | 38.4 | 0.9 | 3500 | 75 | 35000 | 2009-12-17 | Dimmable | Qualified only with the following [trims/finishes/housings]: 205W-WH, 205B-WH, 205B-SC, 205B-ABZ, 204C-WH, 204G-WH, 204B-WH, 204PT-SC, 204W-WH, 204HZ-WH, 204WHZ-WH, 204WHZ-ABZ
Juno Lighting, Inc. | Juno | IC20LED-3K |  | Both | LED | Recessed downlights | 14 | N/A | 35.6 | 0.9 | 3000 | 75 | 35000 | 2009-03-16 | Dimmable | Qualified only with the following [trims/finishes/housings]: 205W-WH, 205B-WH, 205B-SC, 205B-ABZ, 204C-WH, 204G-WH, 204B-WH, 204PT-SC, 204W-WH, 204HZ-WH, 204WHZ-WH, 204WHZ-ABZ
Juno Lighting, Inc. | Juno | IC20LED-3K-120 |  | Both | LED | Recessed downlights | 14 | N/A | 35.6 | 0.9 | 3000 | 75 | 35000 | 2009-12-17 | Dimmable | Qualified only with the following [trims/finishes/housings]: 205W-WH, 205B-WH, 205B-SC, 205B-ABZ, 204C-WH, 204G-WH, 204B-WH, 204PT-SC, 204W-WH, 204HZ-WH, 204WHZ-WH, 204WHZ-ABZ
Juno Lighting, Inc. | Juno | IC20LED-41K |  | Commercial | LED | Recessed downlights | 14 | N/A | 41.6 | 0.9 | 4000 | 75 | 35000 | 2009-03-16 | Dimmable | Qualified only with the following [trims/finishes/housings]: 205W-WH, 205B-WH, 205B-SC, 205B-ABZ, 204C-WH, 204G-WH, 204B-WH, 204PT-WH, 204W-WH, 204HZ-WH, 204WHZ-WH, 204WHZ-ABZ
Juno Lighting, Inc. | Juno | IC20LED-41K-120 |  | Commercial | LED | Recessed downlights | 14 | N/A | 41.6 | 0.9 | 4000 | 75 | 35000 | 2009-12-17 | Dimmable | Qualified only with the following [trims/finishes/housings]: 205W-WH, 205B-WH, 205B-SC, 205B-ABZ, 204C-WH, 204G-WH, 204B-WH, 204PT-WH, 204W-WH, 204HZ-WH, 204WHZ-WH, 204WHZ-ABZ
Juno Lighting, Inc. | Juno | IC20LEDG2-27K |  | Both | LED | Recessed downlights | 14.4 | N/A | 34.5 | 0.98 | 2700 | 85 | 35000 | 2010-09-22 | Dimmable
Juno Lighting, Inc. | Juno | IC20LEDG2-35K |  | Both | LED | Recessed downlights | 14.4 | N/A | 34.5 | 0.98 | 3500 | 80.7 | 35000 | 2010-09-22 | Dimmable
Juno Lighting, Inc. | Juno | IC20LEDG2-3K |  | Both | LED | Recessed downlights | 14.4 | N/A | 34.5 | 0.98 | 3000 | 86 | 35000 | 2010-09-22 | Dimmable
Juno Lighting, Inc. | Juno | IC20LEDG2-41K |  | Commercial | LED | Recessed downlights | 14.4 | N/A | 34.5 | 0.98 | 4000 | 84.9 | 35000 | 2010-09-22 | Dimmable
Juno Lighting, Inc. | Juno | IC20RLED-35K |  | Both | LED | Recessed downlights | 14 | N/A | 38.4 | 0.9 | 3500 | 75 | 35000 | 2009-03-16 | Dimmable | Qualified only with the following [trims/finishes/housings]: 205W-WH, 205B-WH, 205B-SC, 205B-ABZ, 204C-WH, 204G-WH, 204B-WH, 204PT-SC, 204W-WH, 204HZ-WH, 204WHZ-WH, 204WHZ-ABZ
Juno Lighting, Inc. | Juno | IC20RLED-35K-120 |  | Both | LED | Recessed downlights | 14 | N/A | 38.4 | 0.9 | 3500 | 75 | 35000 | 2009-12-17 | Dimmable | Qualified only with the following [trims/finishes/housings]: 205W-WH, 205B-WH, 205B-SC, 205B-ABZ, 204C-WH, 204G-WH, 204B-WH, 204PT-SC, 204W-WH, 204HZ-WH, 204WHZ-WH, 204WHZ-ABZ
Juno Lighting, Inc. | Juno | IC20RLED-3K |  | Both | LED | Recessed downlights | 14 | N/A | 35.6 | 0.9 | 3000 | 75 | 35000 | 2009-03-16 | Dimmable | Qualified only with the following [trims/finishes/housings]: 205W-WH, 205B-WH, 205B-SC, 205B-ABZ, 204C-WH, 204G-WH, 204B-WH, 204PT-SC, 204W-WH, 204HZ-WH, 204WHZ-WH, 204WHZ-ABZ
Juno Lighting, Inc. | Juno | IC20RLED-3K-120 |  | Both | LED | Recessed downlights | 14 | N/A | 35.6 | 0.9 | 3000 | 75 | 35000 | 2009-12-17 | Dimmable | Qualified only with the following [trims/finishes/housings]: 205W-WH, 205B-WH, 205B-SC, 205B-ABZ, 204C-WH, 204G-WH, 204B-WH, 204PT-SC, 204W-WH, 204HZ-WH, 204WHZ-WH, 204WHZ-ABZ
Juno Lighting, Inc. | Juno | IC20RLED-41K |  | Commercial | LED | Recessed downlights | 14 | N/A | 41.6 | 0.9 | 4000 | 75 | 35000 | 2009-03-16 | Dimmable | Qualified only with the following [trims/finishes/housings]: 205W-WH, 205B-WH, 205B-SC, 205B-ABZ, 204C-WH, 204G-WH, 204B-WH, 204PT-SC, 204W-WH, 204HZ-WH, 204WHZ-WH, 204WHZ-ABZ
Juno Lighting, Inc. | Juno | IC20RLED-41K-120 |  | Commercial | LED | Recessed downlights | 14 | N/A | 41.6 | 0.9 | 4000 | 75 | 35000 | 2009-12-17 | Dimmable | Qualified only with the following [trims/finishes/housings]: 205W-WH, 205B-WH, 205B-SC, 205B-ABZ, 204C-WH, 204G-WH, 204B-WH, 204PT-WH, 204W-WH, 204HZ-WH, 204WHZ-WH, 204WHZ-ABZ
Juno Lighting, Inc. | Juno | IC20RLEDG2-27K |  | Both | LED | Recessed downlights | 14.4 | N/A | 34.5 | 0.98 | 2700 | 85 | 35000 | 2010-09-22 | Dimmable
Juno Lighting, Inc. | Juno | IC20RLEDG2-35K |  | Both | LED | Recessed downlights | 14.4 | N/A | 34.5 | 0.98 | 3500 | 80.7 | 35000 | 2010-09-22 | Dimmable
Juno Lighting, Inc. | Juno | IC20RLEDG2-3K |  | Both | LED | Recessed downlights | 14.4 | N/A | 34.5 | 0.98 | 3000 | 86 | 35000 | 2010-09-22 | Dimmable
Juno Lighting, Inc. | Juno | IC20RLEDG2-41K |  | Commercial | LED | Recessed downlights | 14.4 | N/A | 34.5 | 0.98 | 4000 | 84.9 | 35000 | 2010-09-22 | Dimmable
Juno Lighting, Inc. | Juno | IC20SLED-35K |  | Both | LED | Recessed downlights | 14 | N/A | 38.4 | 0.9 | 3500 | 75 | 35000 | 2009-03-16 | Dimmable | * Qualified only with the following [trim/finish/housing] options: 205W-WH, 205B-WH, 205B-SC, 205B-ABZ, 204C-WH, 204G-WH, 204B-WH, 204PT-SC, 204W-WH, 204HZ-WH, 204WHZ-WH, 204WHZ-ABZ
Juno Lighting, Inc. | Juno | IC20SLED-35K |  | Both | LED | Recessed downlights | 14 | N/A | 38.4 | 0.9 | 3500 | 75 | 35000 | 2009-12-17 | Dimmable | Qualified only with the following [trims/finishes/housings]: 205W-WH, 205B-WH, 205B-SC, 205B-ABZ, 204C-WH, 204G-WH, 204B-WH, 204PT-SC, 204W-WH, 204HZ-WH, 204WHZ-WH, 204WHZ-ABZ
Juno Lighting, Inc. | Juno | IC20SLED-3K |  | Both | LED | Recessed downlights | 14 | N/A | 35.6 | 0.9 | 3000 | 75 | 35000 | 2009-03-16 | Dimmable | Qualified only with the following [trims/finishes/housings]: 205W-WH, 205B-WH, 205B-SC, 205B-ABZ, 204C-WH, 204G-WH, 204B-WH, 204PT-SC, 204W-WH, 204HZ-WH, 204WHZ-WH, 204WHZ-ABZ
Juno Lighting, Inc. | Juno | IC20SLED-3K |  | Both | LED | Recessed downlights | 14 | N/A | 35.6 | 0.9 | 3000 | 75 | 35000 | 2009-12-17 | Dimmable | Qualified only with the following [trims/finishes/housings]: 205W-WH, 205B-WH, 205B-SC, 205B-ABZ, 204C-WH, 204G-WH, 204B-WH, 204PT-SC, 204W-WH, 204HZ-WH, 204WHZ-WH, 204WHZ-ABZ
Juno Lighting, Inc. | Juno | IC20SLED-41K |  | Commercial | LED | Recessed downlights | 14 | N/A | 41.6 | 0.9 | 4000 | 75 | 35000 | 2009-03-16 | Dimmable | Qualified only with the following [trims/finishes/housings]: 205W-WH, 205B-WH, 205B-SC, 205B-ABZ, 204C-WH, 204G-WH, 204B-WH, 204PT-WH, 204W-WH, 204HZ-WH, 204WHZ-WH, 204WHZ-ABZ
Juno Lighting, Inc. | Juno | IC20SLED-41K |  | Commercial | LED | Recessed downlights | 14 | N/A | 41.6 | 0.9 | 4000 | 75 | 35000 | 2009-12-17 | Dimmable | Qualified only with the following [trims/finishes/housings]: 205W-WH, 205B-WH, 205B-SC, 205B-ABZ, 204C-WH, 204G-WH, 204B-WH, 204PT-WH, 204W-WH, 204HZ-WH, 204WHZ-WH, 204WHZ-ABZ
Juno Lighting, Inc. | Juno | IC22LED-35K |  | Both | LED | Recessed downlights | 14.4 | N/A | 37.1 | 0.98 | 3500 | 75 | 35000 | 2010-09-22 | Dimmable
Juno Lighting, Inc. | Juno | IC22LED-35K-120 |  | Both | LED | Recessed downlights | 14.4 | N/A | 37.1 | 0.98 | 3500 | 75 | 35000 | 2010-09-22 | Dimmable
Juno Lighting, Inc. | Juno | IC22LED-3K |  | Both | LED | Recessed downlights | 14.4 | N/A | 37.1 | 0.98 | 3000 | 74 | 35000 | 2010-09-22 | Dimmable
Juno Lighting, Inc. | Juno | IC22LED-3K-120 |  | Both | LED | Recessed downlights | 14.4 | N/A | 37.1 | 0.98 | 3000 | 75 | 35000 | 2010-09-22 | Dimmable
Juno Lighting, Inc. | Juno | IC22LED-41K |  | Commercial | LED | Recessed downlights | 14 | N/A | 44.8 | 0.9 | 4000 | 75 | 35000 | 2009-03-16 | Dimmable | Qualified only with the following [trims/finishes/housings]: 24W-WH, 24B-WH 24B-SC, 24B-ABZ, 24B-BL, 27C-WH, 27G-WH, 27B-WH, 27PT-SC, 27W-WH, 27HZ-WH, 27WHZ-WH, 27WHZ-ABZ
Juno Lighting, Inc. | Juno | IC22LED-41K-120 |  | Commercial | LED | Recessed downlights | 14 | N/A | 44.8 | 0.9 | 4000 | 75 | 35000 | 2009-12-17 | Dimmable | Qualified only with the following [trims/finishes/housings]: 24W-WH, 24B-WH 24B-SC, 24B-ABZ, 24B-BL, 27C-WH, 27G-WH, 27B-WH, 27PT-SC, 27W-WH, 27HZ-WH, 27WHZ-WH, 27WHZ-ABZ
Juno Lighting, Inc. | Juno | IC22LEDG2-27K |  | Both | LED | Recessed downlights | 14.4 | N/A | 37.1 | 0.98 | 2700 | 85 | 35000 | 2010-09-22 | Dimmable
Juno Lighting, Inc. | Juno | IC22LEDG2-35K |  | Both | LED | Recessed downlights | 14.4 | N/A | 37.1 | 0.98 | 3500 | 81 | 35000 | 2010-09-22 | Dimmable
Juno Lighting, Inc. | Juno | IC22LEDG2-3K |  | Both | LED | Recessed downlights | 14.4 | N/A | 37.1 | 0.98 | 3000 | 86 | 35000 | 2010-09-22 | Dimmable
Juno Lighting, Inc. | Juno | IC22LEDG2-41K |  | Commercial | LED | Recessed downlights | 14.4 | N/A | 37.1 | 0.98 | 4000 | 85 | 35000 | 2010-09-22 | Dimmable
Juno Lighting, Inc. | Juno | IC22RLED-35K |  | Both | LED | Recessed downlights | 14.4 | N/A | 37.1 | 0.98 | 3500 | 75 | 35000 | 2010-09-22 | Dimmable
Juno Lighting, Inc. | Juno | IC22RLED-35K-120 |  | Both | LED | Recessed downlights | 14.4 | N/A | 37.1 | 0.98 | 3500 | 75 | 35000 | 2010-09-22 | Dimmable
Juno Lighting, Inc. | Juno | IC22RLED-3K |  | Both | LED | Recessed downlights | 14.4 | N/A | 37.1 | 0.98 | 3000 | 74 | 35000 | 2010-09-22 | Dimmable
Juno Lighting, Inc. | Juno | IC22RLED-3K-120 |  | Both | LED | Recessed downlights | 14.4 | N/A | 37.1 | 0.98 | 3000 | 74 | 35000 | 2010-09-22 | Dimmable
Juno Lighting, Inc. | Juno | IC22RLED-41K |  | Commercial | LED | Recessed downlights | 14 | N/A | 44.8 | 0.9 | 4000 | 75 | 35000 | 2009-03-16 | Dimmable | Qualified only with the following [trims/finishes/housings]: 24W-WH, 24B-WH 24B-SC, 24B-ABZ, 24B-BL, 27C-WH, 27G-WH, 27B-WH, 27PT-SC, 27W-WH, 27HZ-WH, 27WHZ-WH, 27WHZ-ABZ
Juno Lighting, Inc. | Juno | IC22RLED-41K-120 |  | Commercial | LED | Recessed downlights | 14 | N/A | 44.8 | 0.9 | 4000 | 75 | 35000 | 2009-12-17 | Dimmable | Qualified only with the following [trims/finishes/housings]: 24W-WH, 24B-WH 24B-SC, 24B-ABZ, 24B-BL, 27C-WH, 27G-WH, 27B-WH, 27PT-SC, 27W-WH, 27HZ-WH, 27WHZ-WH, 27WHZ-ABZ
Juno Lighting, Inc. | Juno | IC22RLEDG2-27K |  | Both | LED | Recessed downlights | 14.4 | N/A | 37.1 | 0.98 | 2700 | 85 | 35000 | 2010-09-22 | Dimmable
Juno Lighting, Inc. | Juno | IC22RLEDG2-35K |  | Both | LED | Recessed downlights | 14.4 | N/A | 37.1 | 0.98 | 3500 | 81 | 35000 | 2010-09-22 | Dimmable
Juno Lighting, Inc. | Juno | IC22RLEDG2-3K |  | Both | LED | Recessed downlights | 14.4 | N/A | 37.1 | 0.98 | 3000 | 86 | 35000 | 2010-09-22 | Dimmable
Juno Lighting, Inc. | Juno | IC22RLEDG2-41K |  | Commercial | LED | Recessed downlights | 14.4 | N/A | 37.1 | 0.98 | 4000 | 85 | 35000 | 2010-09-22 | Dimmable
Juno Lighting, Inc. | Juno | IC22SLED-41K |  | Commercial | LED | Recessed downlights | 14 | N/A | 44.8 | 0.9 | 4000 | 75 | 35000 | 2009-03-16 | Dimmable | Qualified only with the following [trims/finishes/housings]: 24W-WH, 24B-WH 24B-SC, 24B-ABZ, 24B-BL, 27C-WH, 27G-WH, 27B-WH, 27PT-SC, 27W-WH, 27HZ-WH, 27WHZ-WH, 27WHZ-ABZ
Juno Lighting, Inc. | Juno | IC926LED-27K |  | Both | LED | Recessed downlights | 25 | N/A | 34.2 | 0.99 | 2700 | 84 | 35000 | 2010-10-04 | Dimmable | Qualified only with the following [trims/finishes/housings]: 620C, 620HZ, 620WHZ, 620W.
Juno Lighting, Inc. | Juno | IC926LED-35K |  | Both | LED | Recessed downlights | 24.3 | N/A | 35.5 | 0.99 | 3500 | 83.1 | 35000 | 2010-10-04 | Dimmable | Qualified only with the following [trims/finishes/housings]: 620C, 620HZ, 620WHZ, 620W, 614W, 620B, 614B.
Juno Lighting, Inc. | Juno | IC926LED-3K |  | Both | LED | Recessed downlights | 25 | N/A | 34.2 | 0.99 | 3000 | 85.7 | 35000 | 2010-10-04 | Dimmable | Qualified only with the following [trims/finishes/housings]: 620C, 620HZ, 620WHZ, 620W.
Juno Lighting, Inc. | Juno | IC926LED-41K |  | Commercial | LED | Recessed downlights | 24.3 | N/A | 35.5 | 0.99 | 4000 | 88.2 | 35000 | 2010-10-04 | Dimmable | Qualified only with the following [trims/finishes/housings]: 620C, 620HZ, 620WHZ, 620W, 614W, 620B, 614B.
Juno Lighting, Inc. | Juno | IC926LED9-27K-1 |  | Both | LED | Recessed downlights | 25 | N/A | 34.2 | 0.99 | 2700 | 84 | 35000 | 2010-10-04 | Dimmable | Qualified only with the following [trims/finishes/housings]: 620C, 620HZ, 620WHZ, 620W.
Juno Lighting, Inc. | Juno | IC926LED9-35K-1 |  | Both | LED | Recessed downlights | 24.3 | N/A | 35.5 | 0.99 | 3500 | 83.1 | 35000 | 2010-10-04 | Dimmable | Qualified only with the following [trims/finishes/housings]: 620C, 620HZ, 620WHZ, 620W, 614W, 620B, 614B.
Juno Lighting, Inc. | Juno | IC926LED9-3K-1 |  | Both | LED | Recessed downlights | 25 | N/A | 34.2 | 0.99 | 3000 | 85.7 | 35000 | 2010-10-04 | Dimmable | Qualified only with the following [trims/finishes/housings]: 620C, 620HZ, 620WHZ, 620W.
Juno Lighting, Inc. | Juno | IC926LED9-41K-1 |  | Commercial | LED | Recessed downlights | 24.3 | N/A | 35.5 | 0.99 | 4000 | 88.2 | 35000 | 2010-10-04 | Dimmable | Qualified only with the following [trims/finishes/housings]: 620C, 620HZ, 620WHZ, 620W, 614W, 620B, 614B.
Juno Lighting, Inc. | Juno | IC928LED-27K |  | Both | LED | Recessed downlights | 24.9 | N/A | 34.3 | 0.99 | 2700 | 84.6 | 35000 | 2010-10-04 | Dimmable | Qualified only with the following [trims/finishes/housings]: 602C, 602WHZ, 602HZ.
Juno Lighting, Inc. | Juno | IC928LED-35K |  | Both | LED | Recessed downlights | 24.3 | N/A | 35.1 | 0.99 | 3500 | 83.1 | 35000 | 2010-10-04 | Dimmable | Qualified only with the following [trims/finishes/housings]: 602C, 602WHZ, 602HZ, 602W, 604W, 602B.
Juno Lighting, Inc. | Juno | IC928LED-3K |  | Both | LED | Recessed downlights | 24.9 | N/A | 34.3 | 0.99 | 3000 | 86.2 | 35000 | 2010-10-04 | Dimmable | Qualified only with the following [trims/finishes/housings]: 602C, 602WHZ, 602HZ.
Juno Lighting, Inc. | Juno | IC928LED-41K |  | Commercial | LED | Recessed downlights | 24.3 | N/A | 35.1 | 0.99 | 4000 | 88.3 | 35000 | 2010-10-04 | Dimmable | Qualified only with the following [trims/finishes/housings]: 602C, 602WHZ, 602HZ, 602W, 604W, 602B.
Juno Lighting, Inc. | Juno | IC928LED9-27K-1 |  | Both | LED | Recessed downlights | 24.9 | N/A | 34.3 | 0.99 | 2700 | 84.6 | 35000 | 2010-10-04 | Dimmable | Qualified only with the following [trims/finishes/housings]: 602C, 602WHZ, 602HZ.
Juno Lighting, Inc. | Juno | IC928LED9-35K-1 |  | Both | LED | Recessed downlights | 24.3 | N/A | 35.1 | 0.99 | 3500 | 83.1 | 35000 | 2010-10-04 | Dimmable | Qualified only with the following [trims/finishes/housings]: 602C, 602WHZ, 602HZ, 602W, 604W, 602B.
Juno Lighting, Inc. | Juno | IC928LED9-3K-1 |  | Both | LED | Recessed downlights | 24.9 | N/A | 34.3 | 0.99 | 3000 | 86.2 | 35000 | 2010-10-04 | Dimmable | Qualified only with the following [trims/finishes/housings]: 602C, 602WHZ, 602HZ.
Juno Lighting, Inc. | Juno | IC928LED9-41K-1 |  | Commercial | LED | Recessed downlights | 24.3 | N/A | 35.1 | 0.99 | 4000 | 88.3 | 35000 | 2010-10-04 | Dimmable | Qualified only with the following [trims/finishes/housings]: 602C, 602WHZ, 602HZ, 602W, 604W, 602B.
Juno Lighting, Inc. | Juno | T253LED-27K-FL-BL |  | Residential | LED | Surface-mounted with directional heads | 22 | N/A | 40.5 | 0.99 | 2700 | 82.3 | 35000 | 2010-09-23 | Dimmable
Juno Lighting, Inc. | Juno | T253LED-27K-FL-SL |  | Residential | LED | Surface-mounted with directional heads | 22 | N/A | 40.5 | 0.99 | 2700 | 82.3 | 35000 | 2010-09-23 | Dimmable
Juno Lighting, Inc. | Juno | T253LED-27K-FL-WH |  | Residential | LED | Surface-mounted with directional heads | 22 | N/A | 40.5 | 0.99 | 2700 | 82.3 | 35000 | 2010-09-23 | Dimmable
Juno Lighting, Inc. | Juno | T253LED-27K-NFL-BL |  | Residential | LED | Surface-mounted with directional heads | 20.9 | N/A | 42.9 | 0.99 | 2700 | 82.3 | 35000 | 2010-09-23 | Dimmable
Juno Lighting, Inc. | Juno | T253LED-27K-NFL-SL |  | Residential | LED | Surface-mounted with directional heads | 20.9 | N/A | 42.9 | 0.99 | 2700 | 82.3 | 35000 | 2010-09-23 | Dimmable
Juno Lighting, Inc. | Juno | T253LED-27K-NFL-WH |  | Residential | LED | Surface-mounted with directional heads | 20.9 | N/A | 42.9 | 0.99 | 2700 | 82.3 | 35000 | 2010-09-23 | Dimmable
Juno Lighting, Inc. | Juno | T253LED-27K-SP-BL |  | Residential | LED | Surface-mounted with directional heads | 21.6 | N/A | 42.8 | 0.99 | 2700 | 82.3 | 35000 | 2010-09-23 | Dimmable
Juno Lighting, Inc. | Juno | T253LED-27K-SP-SL |  | Residential | LED | Surface-mounted with directional heads | 21.6 | N/A | 42.8 | 0.99 | 2700 | 82.3 | 35000 | 2010-09-23 | Dimmable
Juno Lighting, Inc. | Juno | T253LED-27K-SP-WH |  | Residential | LED | Surface-mounted with directional heads | 21.6 | N/A | 42.8 | 0.99 | 2700 | 82.3 | 35000 | 2010-09-23 | Dimmable
Juno Lighting, Inc. | Juno | TC920LED35K-1 |  | Commercial | LED | Recessed downlights | 25 | N/A | 35.1 | 0.9 | 3500 | 83 | 35000 | 2009-08-06 |  | Qualified only with the following [trims/finishes/housings]: 205W-WH, 204C-WH, 204G-WH, 204W-WH, 204HZ-WH, 204WHZ-WH, 204WHZ-ABZ
Juno Lighting, Inc. | Juno | TC920LED35K-1-CP |  | Commercial | LED | Recessed downlights | 25 | N/A | 35.1 | 0.9 | 3500 | 83 | 35000 | 2009-08-06 |  | Qualified only with the following [trims/finishes/housings]: 205W-WH, 204C-WH, 204G-WH, 204W-WH, 204HZ-WH, 204WHZ-WH, 204WHZ-ABZ
Juno Lighting, Inc. | Juno | TC920LED3K-1 |  | Commercial | LED | Recessed downlights | 25 | N/A | 34.2 | 0.9 | 3000 | 86 | 35000 | 2009-08-06 |  | Qualified only with the following [trims/finishes/housings]: 205W-WH, 204C-WH, 204G-WH, 204W-WH, 204HZ-WH, 204WHZ-WH, 204WHZ-ABZ
Juno Lighting, Inc. | Juno | TC920LED41K-1 |  | Commercial | LED | Recessed downlights | 25 | N/A | 34.5 | 0.9 | 4000 | 90 | 35000 | 2009-08-06 |  | Qualified only with the following [trims/finishes/housings]: 205W-WH, 204C-WH, 204G-WH, 204W-WH, 204HZ-WH, 204WHZ-WH, 204WHZ-ABZ
Juno Lighting, Inc. | Juno | TC920LED41K-1-CP |  | Commercial | LED | Recessed downlights | 25 | N/A | 34.5 | 0.9 | 4000 | 90 | 35000 | 2009-08-06 |  | Qualified only with the following [trims/finishes/housings]: 205W-WH, 204C-WH, 204G-WH, 204W-WH, 204HZ-WH, 204WHZ-WH, 204WHZ-ABZ
Juno Lighting, Inc. | Juno | TC922LED35K-1 |  | Commercial | LED | Recessed downlights | 25 | N/A | 37.1 | 0.9 | 3500 | 84 | 35000 | 2009-08-06 |  | Qualified only with the following [trims/finishes/housings]: 24W-WH, 27C-WH, 27G-WH, 27PT-SC, 27W-WH, 27HZ-WH, 27WHZ-WH, 27WHZ-ABZ
Juno Lighting, Inc. | Juno | TC922LED35K-1-CP |  | Commercial | LED | Recessed downlights | 25 | N/A | 37.1 | 0.9 | 3500 | 84 | 35000 | 2009-08-06 |  | Qualified only with the following [trims/finishes/housings]: 24W-WH, 27C-WH, 27G-WH, 27PT-SC, 27W-WH, 27HZ-WH, 27WHZ-WH, 27WHZ-ABZ
Juno Lighting, Inc. | Juno | TC922LED35K-2 |  | Commercial | LED | Recessed downlights | 25 | N/A | 37.1 | 0.9 | 3500 | 84 | 35000 | 2009-08-06 |  | Qualified only with the following [trims/finishes/housings]: 24W-WH, 27C-WH, 27G-WH, 27PT-SC, 27W-WH, 27HZ-WH, 27WHZ-WH, 27WHZ-ABZ
Juno Lighting, Inc. | Juno | TC922LED35K-2-CP |  | Commercial | LED | Recessed downlights | 25 | N/A | 37.1 | 0.9 | 3500 | 84 | 35000 | 2009-08-06 |  | Qualified only with the following [trims/finishes/housings]: 24W-WH, 27C-WH, 27G-WH, 27PT-SC, 27W-WH, 27HZ-WH, 27WHZ-WH, 27WHZ-ABZ
Juno Lighting, Inc. | Juno | TC922LED41K-1 |  | Commercial | LED | Recessed downlights | 25 | N/A | 36.3 | 0.9 | 4000 | 91 | 35000 | 2009-08-06 |  | Qualified only with the following [trims/finishes/housings]: 24W-WH, 27C-WH, 27G-WH, 27PT-SC, 27W-WH, 27HZ-WH, 27WHZ-WH, 27WHZ-ABZ
Juno Lighting, Inc. | Juno | TC922LED41K-1-CP |  | Commercial | LED | Recessed downlights | 25 | N/A | 36.3 | 0.9 | 4000 | 91 | 35000 | 2009-08-06 |  | Qualified only with the following [trims/finishes/housings]: 24W-WH, 27C-WH, 27G-WH, 27PT-SC, 27W-WH, 27HZ-WH, 27WHZ-WH, 27WHZ-ABZ
Juno Lighting, Inc. | Juno | TC922LED41K-2 |  | Commercial | LED | Recessed downlights | 25 | N/A | 36.3 | 0.9 | 4000 | 91 | 35000 | 2009-08-06 |  | Qualified only with the following [trims/finishes/housings]: 24W-WH, 27C-WH, 27G-WH, 27PT-SC, 27W-WH, 27HZ-WH, 27WHZ-WH, 27WHZ-ABZ
Juno Lighting, Inc. | Juno | TC922LED41K-2-CP |  | Commercial | LED | Recessed downlights | 25 | N/A | 36.3 | 0.9 | 4000 | 91 | 35000 | 2009-08-06 |  | Qualified only with the following [trims/finishes/housings]: 24W-WH, 27C-WH, 27G-WH, 27PT-SC, 27W-WH, 27HZ-WH, 27WHZ-WH, 27WHZ-ABZ
Juno Lighting, Inc. | Juno Lighting | T251LED-27K-FL-SL |  | Residential | LED | Surface-mounted with directional heads | 15.4 | N/A | 35.1 | 0.995 | 2700 | 81.6 | 35000 | 2010-09-10
Juno Lighting, Inc. | Juno Lighting | T251LED-27K-FL-SP |  | Residential | LED | Surface-mounted with directional heads | 15.4 | N/A | 35.1 | 0.995 | 2700 | 81.6 | 35000 | 2010-09-10
Juno Lighting, Inc. | Juno Lighting | T251LED-27K-FL-WH |  | Residential | LED | Surface-mounted with directional heads | 15.4 | N/A | 35.1 | 0.995 | 2700 | 81.6 | 35000 | 2010-09-10
Juno Lighting, Inc. | Juno Lighting | T251LED-27K-NFL-BL |  | Residential | LED | Surface-mounted with directional heads | 15.6 | N/A | 38.2 | 0.995 | 2700 | 81.6 | 35000 | 2010-09-10
Juno Lighting, Inc. | Juno Lighting | T251LED-27K-NFL-SL |  | Residential | LED | Surface-mounted with directional heads | 15.6 | N/A | 38.2 | 0.995 | 2700 | 81.6 | 35000 | 2010-09-10
Juno Lighting, Inc. | Juno Lighting | T251LED-27K-NFL-WH |  | Residential | LED | Surface-mounted with directional heads | 15.6 | N/A | 38.2 | 0.995 | 2700 | 81.6 | 35000 | 2010-09-10
Juno Lighting, Inc. | Juno Lighting | T251LED-27K-SP-BL |  | Residential | LED | Surface-mounted with directional heads | 15.6 | N/A | 38.7 | 0.995 | 2700 | 81.6 | 35000 | 2010-09-10
Juno Lighting, Inc. | Juno Lighting | T251LED-27K-SP-SL |  | Residential | LED | Surface-mounted with directional heads | 15.6 | N/A | 38.7 | 0.995 | 2700 | 81.6 | 35000 | 2010-09-10
Juno Lighting, Inc. | Juno Lighting | T251LED-27K-SP-WH |  | Residential | LED | Surface-mounted with directional heads | 15.6 | N/A | 38.7 | 0.995 | 2700 | 81.6 | 35000 | 2010-09-10
Juno Lighting, Inc. | Juno Lighting | T251LED-3K-FL-BL |  | Residential | LED | Surface-mounted with directional heads | 15.4 | N/A | 35.1 | 1 | 3000 | 82.7 | 35000 | 2010-09-10
Juno Lighting, Inc. | Juno Lighting | T251LED-3K-FL-SL |  | Residential | LED | Surface-mounted with directional heads | 15.4 | N/A | 35.1 | 1 | 3000 | 82.7 | 35000 | 2010-09-10
Juno Lighting, Inc. | Juno Lighting | T251LED-3K-FL-WH |  | Residential | LED | Surface-mounted with directional heads | 15.4 | N/A | 35.1 | 1 | 3000 | 82.7 | 35000 | 2010-09-10
Juno Lighting, Inc. | Juno Lighting | T251LED-3K-NFL-BL |  | Residential | LED | Surface-mounted with directional heads | 15.6 | N/A | 38.2 | 1 | 3000 | 82.7 | 35000 | 2010-09-10
Juno Lighting, Inc. | Juno Lighting | T251LED-3K-NFL-SL |  | Residential | LED | Surface-mounted with directional heads | 15.6 | N/A | 38.2 | 1 | 3000 | 82.7 | 35000 | 2010-09-10
Juno Lighting, Inc. | Juno Lighting | T251LED-3K-NFL-WH |  | Residential | LED | Surface-mounted with directional heads | 15.6 | N/A | 38.2 | 1 | 3000 | 82.7 | 35000 | 2010-09-10
Juno Lighting, Inc. | Juno Lighting | T251LED-3K-SP-BL |  | Residential | LED | Surface-mounted with directional heads | 15.6 | N/A | 38.7 | 1 | 3000 | 82.7 | 35000 | 2010-09-10
Juno Lighting, Inc. | Juno Lighting | T251LED-3K-SP-SL |  | Residential | LED | Surface-mounted with directional heads | 15.6 | N/A | 38.7 | 1 | 3000 | 82.7 | 35000 | 2010-09-10
Juno Lighting, Inc. | Juno Lighting | T251LED-3K-SP-WH |  | Residential | LED | Surface-mounted with directional heads | 15.6 | N/A | 38.7 | 1 | 3000 | 82.7 | 35000 | 2010-09-10
Juno Lighting, Inc. | Juno Lighting | T253LED-3K-FL-BL |  | Residential | LED | Surface-mounted with directional heads | 21.75 | N/A | 40 | 0.9 | 3000 | 82 | 35000 | 2010-06-21
Juno Lighting, Inc. | Juno Lighting | T253LED-3K-FL-SL |  | Residential | LED | Surface-mounted with directional heads | 21.75 | N/A | 40 | 0.9 | 3000 | 82 | 35000 | 2010-06-21
Juno Lighting, Inc. | Juno Lighting | T253LED-3K-FL-WH |  | Residential | LED | Surface-mounted with directional heads | 21.75 | N/A | 40 | 0.9 | 3000 | 82 | 35000 | 2010-06-21
Juno Lighting, Inc. | Juno Lighting | T253LED-3K-NFL-BL |  | Residential | LED | Surface-mounted with directional heads | 21.75 | N/A | 43 | 0.9 | 3000 | 82 | 35000 | 2010-06-21
Juno Lighting, Inc. | Juno Lighting | T253LED-3K-NFL-SL |  | Residential | LED | Surface-mounted with directional heads | 21.75 | N/A | 43 | 0.9 | 3000 | 82 | 35000 | 2010-06-21
Juno Lighting, Inc. | Juno Lighting | T253LED-3K-NFL-WH |  | Residential | LED | Surface-mounted with directional heads | 21.75 | N/A | 43 | 0.9 | 3000 | 82 | 35000 | 2010-06-21
Juno Lighting, Inc. | Juno Lighting | T253LED-3K-SP-BL |  | Residential | LED | Surface-mounted with directional heads | 22.8 | N/A | 42 | 0.9 | 3000 | 82 | 35000 | 2010-06-21
Juno Lighting, Inc. | Juno Lighting | T253LED-3K-SP-SL |  | Residential | LED | Surface-mounted with directional heads | 22.8 | N/A | 42 | 0.9 | 3000 | 82 | 35000 | 2010-06-21
Juno Lighting, Inc. | Juno Lighting | T253LED-3K-SP-WH |  | Residential | LED | Surface-mounted with directional heads | 22.8 | N/A | 42 | 0.9 | 3000 | 82 | 35000 | 2010-06-21
Juno Lighting, Inc. | Juno Lighting | TC922LED3K-1 |  | Commercial | LED | Recessed downlights | 25 | N/A | 36 | 0.9 | 3000 | 85 | 35000 | 2010-06-21
Juno Lighting, Inc. | Juno Lighting | TC922LED3K-1-CP |  | Commercial | LED | Recessed downlights | 25 | N/A | 36 | 0.9 | 3000 | 85 | 35000 | 2010-06-21
Juno Lighting, Inc. | Juno Lighting | TC922LED3K-2 |  | Commercial | LED | Recessed downlights | 25 | N/A | 36 | 0.9 | 3000 | 85 | 35000 | 2010-06-21
Juno Lighting, Inc. | Juno Lighting | TC922LED3K-2-CP |  | Commercial | LED | Recessed downlights | 25 | N/A | 36 | 0.9 | 3000 | 85 | 35000 | 2010-06-21
Juno Lighting, Inc. | Juno Lighting | V6RL3K-WH |  | Both | LED | Recessed downlights | 12.9 | N/A | 45.5 | 0.95 | 3000 | 83 | 35000 | 2011-01-07 | Dimmable
Juno Lighting, Inc. | Juno Lighting | V6RL3K-WH-T24 |  | Both | LED | Recessed downlights | 12.9 | N/A | 45.5 | 0.95 | 3000 | 83 | 35000 | 2011-01-07 | Dimmable
Kee Tat Lighting Holdings Limited | Kee Tat Lighting | DL6 |  | Both | LED | Recessed downlights | 14 | N/A | 44.8 | 0.96 | 3000 | 84 | 35000 | 2011-01-26
Kee Tat Lighting Holdings Limited | Kee Tat Lighting | DL6-07 |  | Both | LED | Recessed downlights | 15 | N/A | 39 | 0.92 | 3000 | 84 | 35000 | 2011-01-26
Kee Tat Lighting Holdings Limited | Kee Tat Lighting | DL6-08 |  | Both | LED | Recessed downlights | 20 | N/A | 35 | 0.92 | 2700 | 83 | 35000 | 2011-01-26
Kichler Lighting | Kichler Lighting | 31000 |  | Residential | LED | Surface-mounted with directional heads | 22.3 | N/A | 42.3 | 0.955 | 2700 | 87.8 | 25000 | 2009-01-30 | Dimmable
Kichler Lighting | Kichler Lighting | 31003 |  | Residential | LED | Surface-mounted with directional heads | 22.3 | N/A | 42.3 | 0.955 | 2700 | 87.8 | 25000 | 2009-05-27 | Dimmable
Kichler Lighting | Kichler Lighting | 31006 |  | Residential | LED | Surface-mounted with directional heads | 22.3 | N/A | 42.3 | 0.955 | 2700 | 87.8 | 25000 | 2009-01-30 | Dimmable
Kichler Lighting | Kichler Lighting | 10325NI |  | Residential | LED | Surface-mounted with directional heads | 23 | N/A | 45.98 | 0.964 | 2700 | 88 | 35000 | 2009-12-03 | Dimmable
Kichler Lighting | Kichler Lighting | 10325OZ |  | Residential | LED | Surface-mounted with directional heads | 23 | N/A | 45.98 | 0.964 | 2700 | 88 | 35000 | 2009-12-03 | Dimmable
Kichler Lighting | Kichler Lighting | 10326NI |  | Residential | LED | Surface-mounted with directional heads | 23 | N/A | 41.3 | 0.968 | 2700 | 87 | 35000 | 2009-12-03 | Dimmable
Kichler Lighting | Kichler Lighting | 49226 OZ LED |  | Residential | LED | Outdoor wall-mounted porch lights | 9 | N/A | 31.4 | 0.87 | 3000 | 78 | 35000 | 2010-11-30
Kichler Lighting | Kichler Lighting | 49227 OZ LED |  | Residential | LED | Outdoor wall-mounted porch lights | 9 | N/A | 31.4 | 0.87 | 3000 | 78 | 35000 | 2010-11-30
Kichler Lighting | Kichler Lighting | 49228 OZ LED |  | Residential | LED | Outdoor wall-mounted porch lights | 12 | N/A | 28.8 | 0.89 | 3000 | 84 | 35000 | 2011-01-13
Kichler Lighting | Kichler Lighting | 49229 OZ LED |  | Residential | LED | Outdoor wall-mounted porch lights | 12 | N/A | 28.8 | 0.89 | 3000 | 84 | 35000 | 2011-01-13
Kichler Lighting | Kichler Lighting | 49248 AGZ LED |  | Residential | LED | Outdoor wall-mounted porch lights | 9 | N/A | 31.4 | 0.87 | 3000 | 78 | 35000 | 2010-11-30
Kichler Lighting | Kichler Lighting | 49249 AGZ LED |  | Residential | LED | Outdoor wall-mounted porch lights | 12 | N/A | 28.8 | 0.89 | 3000 | 84 | 35000 | 2011-01-13
Kichler Lighting | Kichler Lighting | 49250 AGZ LED |  | Residential | LED | Outdoor wall-mounted porch lights | 9 | N/A | 31.4 | 0.87 | 3000 | 78 | 35000 | 2010-11-30
Kichler Lighting | Kichler Lighting | 49251 AGZ LED |  | Residential | LED | Outdoor wall-mounted porch lights | 12 | N/A | 28.8 | 0.89 | 3000 | 84 | 35000 | 2011-01-13
Kichler Lighting | Kichler Lighting | CP130549 (16065) |  | Residential | LED | Surface-mounted with directional heads | 23.5 | N/A | 44.7 | 0.97 | 2700 | 88 | 35000 | 2010-08-20
Kichler Lighting | Pro Series Direct Wire | 12051 |  | Both | LED | Under-cabinet kitchen | 4 | N/A | 30 | 0.91 | 3000 | 85 | 35000 | 2009-10-30
Kichler Lighting | Pro Series Direct Wire | 12052 |  | Both | LED | Under-cabinet kitchen | 6 | N/A | 38.1 | 0.952 | 3000 | 85 | 35000 | 2009-10-30
Kichler Lighting | Pro Series Direct Wire | 12053 |  | Both | LED | Under-cabinet kitchen | 9 | N/A | 38.5 | 0.97 | 3000 | 85 | 35000 | 2009-10-30
Langport Lighting | Patriot | LPT-1075 |  | Residential | Solid State | Outdoor - Wall-Mounted Porch Light | 6.53 | N/A | 30.05 | 0.954 | 4500 | 82.1 | 35000 | 2010-12-08
Langport Lighting | Patriot | LPT-1066 |  | Residential | Solid State | Outdoor - Wall-Mounted Porch Light | 6.69 | N/A | 27.08 | 0.955 | 4500 | 78.4 | 35000 | 2010-12-09
Langport Lighting | Patriot | LPT-1076 |  | Residential | Solid State | Outdoor - Wall-Mounted Porch Light | 7.02 | N/A | 23.54 | 0.959 | 4500 | 80.2 | 35000 | 2010-12-10
Light Engine Ltd. | Optiled | 2018070217 |  | Commercial | LED | Recessed downlights | 12.4 | N/A | 48 | 0.99 | 4000 | 81 | 35000 | 2010-05-24
Light Engine Ltd. | Optiled | Round 150 Downlight UL Energy Star - 2700K |  | Both | LED | Recessed downlights | 14 | N/A | 46 | 0.9 | 2700 | 85 | 35000 | 2011-09-19 | Dimmable | Dimming, UL, Indoor, Bulit in Power Supply
Light Engine Ltd. | Optiled | Round 150 Downlight UL Energy Star - 2700K |  | Commercial | LED | Recessed downlights | 14 | N/A | 46 | 0.9 | 2700 | 85 | 35000 | 2011-08-25 | Dimmable | Dimming, UL, Indoor, Bulit in Power Supply
Light Engine Ltd. | Optiled | Round 150 Downlight UL Energy Star - 3000K |  | Both | LED | Recessed downlights | 12 | N/A | 51 | 0.9 | 3000 | 82 | 35000 | 2011-09-19 | Dimmable | Dimming, UL, Indoor, Bulit in Power Supply
Light Engine Ltd. | Optiled | Round 150 Downlight UL Energy Star - 3000K |  | Commercial | LED | Recessed downlights | 12 | N/A | 51 | 0.9 | 3000 | 86 | 35000 | 2011-08-26 | Dimmable | Dimming, UL, Indoor, Bulit in Power Supply
Lighting Science Group, Corp | Commercial Electric | CED6 CW BK | CED6 | Commercial | LED | Recessed downlights | 14.33 | N/A | 53.62 | 0.798 | 4000 | 80 | 35000 | 2011-05-10 | Dimmable
Lighting Science Group, Corp | Commercial Electric | CED6 CW BN | CED6 | Commercial | LED | Recessed downlights | 14.33 | N/A | 53.62 | 0.798 | 4000 | 80 | 35000 | 2011-05-10 | Dimmable
Lighting Science Group, Corp | Commercial Electric | CED6 CW WH | CED6 | Commercial | LED | Recessed downlights | 14.33 | N/A | 53.62 | 0.798 | 4000 | 80 | 35000 | 2011-05-10 | Dimmable
Lighting Science Group, Corp | Commercial Electric | CED6 NW BK | CED6 | Both | LED | Recessed downlights | 14.33 | N/A | 53.62 | 0.798 | 3500 | 80 | 35000 | 2011-05-10 | Dimmable
Lighting Science Group, Corp | Commercial Electric | CED6 NW BN | CED6 | Both | LED | Recessed downlights | 14.33 | N/A | 53.62 | 0.798 | 3500 | 80 | 35000 | 2011-05-10 | Dimmable
Lighting Science Group, Corp | Commercial Electric | CED6 NW WH | CED6 | Both | LED | Recessed downlights | 14.33 | N/A | 53.62 | 0.798 | 3500 | 80 | 35000 | 2011-05-10 | Dimmable
Lighting Science Group, Corp | Commercial Electric | CED6 W27 BK | CED6 | Both | LED | Recessed downlights | 14.33 | N/A | 53.62 | 0.798 | 2700 | 80 | 35000 | 2011-05-10 | Dimmable
Lighting Science Group, Corp | Commercial Electric | CED6 W27 BN | CED6 | Both | LED | Recessed downlights | 14.33 | N/A | 53.62 | 0.798 | 2700 | 80 | 35000 | 2011-05-10 | Dimmable
Lighting Science Group, Corp | Commercial Electric | CED6 W27 WH | CED6 | Both | LED | Recessed downlights | 14.33 | N/A | 53.62 | 0.798 | 2700 | 80 | 35000 | 2011-05-10 | Dimmable
Lighting Science Group, Corp | Commercial Electric | CED6 WW BK | CED6 | Both | LED | Recessed downlights | 14.33 | N/A | 53.62 | 0.798 | 3000 | 80 | 35000 | 2011-05-10 | Dimmable
Lighting Science Group, Corp | Commercial Electric | CED6 WW BN | CED6 | Both | LED | Recessed downlights | 14.33 | N/A | 53.62 | 0.798 | 3000 | 80 | 35000 | 2011-05-10 | Dimmable
Lighting Science Group, Corp | Commercial Electric | CED6 WW WH | CED6 | Both | LED | Recessed downlights | 14.33 | N/A | 53.62 | 0.798 | 3000 | 80 | 35000 | 2011-05-10 | Dimmable
Lighting Science Group, Corp | Glimpse | GLP6 CW BK | GLP6 | Commercial | LED | Recessed downlights | 14.33 | N/A | 53.62 | 0.798 | 4000 | 80 | 35000 | 2011-05-10 | Dimmable
Lighting Science Group, Corp | Glimpse | GLP6 CW BN | GLP6 | Commercial | LED | Recessed downlights | 14.33 | N/A | 53.62 | 0.798 | 4000 | 80 | 35000 | 2011-05-10 | Dimmable
Lighting Science Group, Corp | Glimpse | GLP6 CW WH | GLP6 | Commercial | LED | Recessed downlights | 14.33 | N/A | 53.62 | 0.798 | 4000 | 80 | 35000 | 2011-05-10 | Dimmable
Lighting Science Group, Corp | Glimpse | GLP6 NW BK | GLP6 | Both | LED | Recessed downlights | 14.33 | N/A | 53.62 | 0.798 | 3500 | 80 | 35000 | 2011-05-10 | Dimmable
Lighting Science Group, Corp | Glimpse | GLP6 NW BN | GLP6 | Both | LED | Recessed downlights | 14.33 | N/A | 53.62 | 0.798 | 3500 | 80 | 35000 | 2011-05-10 | Dimmable
Lighting Science Group, Corp | Glimpse | GLP6 NW WH | GLP6 | Both | LED | Recessed downlights | 14.33 | N/A | 53.62 | 0.798 | 3500 | 80 | 35000 | 2011-05-10 | Dimmable
Lighting Science Group, Corp | Glimpse | GLP6 W27 BK |  | Both | LED | Recessed downlights | 14.33 | N/A | 53.62 | 0.798 | 2700 | 80 | 35000 | 2011-05-10 | Dimmable
Lighting Science Group, Corp | Glimpse | GLP6 W27 BN |  | Both | LED | Recessed downlights | 14.33 | N/A | 53.62 | 0.798 | 2700 | 80 | 35000 | 2011-05-10 | Dimmable
Lighting Science Group, Corp | Glimpse | GLP6 W27 WH |  | Both | LED | Recessed downlights | 14.33 | N/A | 53.62 | 0.798 | 2700 | 80 | 35000 | 2011-05-10 | Dimmable
Lighting Science Group, Corp | Glimpse | GLP6 WW BK |  | Both | LED | Recessed downlights | 14.33 | N/A | 53.62 | 0.798 | 3000 | 80 | 35000 | 2011-05-10 | Dimmable
Lighting Science Group, Corp | Glimpse | GLP6 WW BN |  | Both | LED | Recessed downlights | 14.33 | N/A | 53.62 | 0.798 | 3000 | 80 | 35000 | 2011-05-10 | Dimmable
Lighting Science Group, Corp | Glimpse | GLP6 WW WH |  | Both | LED | Recessed downlights | 14.33 | N/A | 53.62 | 0.798 | 3000 | 80 | 35000 | 2011-05-10 | Dimmable
Lightolier | Calculite | C4L05DL30KCCDW |  | Commercial | LED | Recessed downlights | 8.4 | N/A | 48.2 | 0.98 | 3000 | 78 | 35000 | 2010-09-15 |  | Qualified only with the following [trims/finishes/housings]: C4L05R1LD, C4L05N2, C4L05N2LC, C4L05N2EM, C4L05N1LDLC, C4L05N1LD, C4L05N1LC, C4L05N1EM, C4L05N1, CUL05S1LD, CUL05S1LD, CUL05S1, CUL05J2, CUL05J1, C4L05R2LD, C4L05R2, C4L05R1, C4L05N2LDLC, C4L05N2LD
Lightolier | Calculite | C4L05DL30KCCLW |  | Commercial | LED | Recessed downlights | 8.4 | N/A | 48.2 | 0.98 | 3000 | 78 | 35000 | 2010-09-15 |  | Qualified only with the following [trims/finishes/housings]: C4L05R1LD, C4L05N2, C4L05N2LC, C4L05N2EM, C4L05N1LDLC, C4L05N1LD, C4L05N1LC, C4L05N1EM, C4L05N1, CUL05S1LD, CUL05S1LD, CUL05S1, CUL05J2, CUL05J1, C4L05R2LD, C4L05R2, C4L05R1, C4L05N2LDLC, C4L05N2LD
Lightolier | Calculite | C4L05DL40KCCDP |  | Commercial | LED | Recessed downlights | 8.4 | N/A | 48.2 | 0.98 | 4000 | 78 | 35000 | 2010-08-16 |  | Qualified only with the following [trims/finishes/housings]: C4L05R1LD, C4L05N2, C4L05N2LC, C4L05N2EM, C4L05N1LDLC, C4L05N1LD, C4L05N1LC, C4L05N1EM, C4L05N1, CUL05S1LD, CUL05S1LD, CUL05S1, CUL05J2, CUL05J1, C4L05R2LD, C4L05R2, C4L05R1, C4L05N2LDLC, C4L05N2LD
Lightolier | Calculite | C4L05DL40KCCDW |  | Commercial | LED | Recessed downlights | 8.4 | N/A | 48.2 | 0.98 | 4000 | 78 | 35000 | 2010-08-16 |  | Qualified only with the following [trims/finishes/housings]: C4L05R1LD, C4L05N2, C4L05N2LC, C4L05N2EM, C4L05N1LDLC, C4L05N1LD, C4L05N1LC, C4L05N1EM, C4L05N1, CUL05S1LD, CUL05S1LD, CUL05S1, CUL05J2, CUL05J1, C4L05R2LD, C4L05R2, C4L05R1, C4L05N2LDLC, C4L05N2LD
Lightolier | Calculite | C4L05DL40KCCLFT |  | Commercial | LED | Recessed downlights | 8.4 | N/A | 48.2 | 0.98 | 4000 | 78 | 35000 | 2010-08-16 |  | Qualified only with the following [trims/finishes/housings]: C4L05R1LD, C4L05N2, C4L05N2LC, C4L05N2EM, C4L05N1LDLC, C4L05N1LD, C4L05N1LC, C4L05N1EM, C4L05N1, CUL05S1LD, CUL05S1LD, CUL05S1, CUL05J2, CUL05J1, C4L05R2LD, C4L05R2, C4L05R1, C4L05N2LDLC, C4L05N2LD
Lightolier | Calculite | C4L05DL40KCCLP |  | Commercial | LED | Recessed downlights | 8.4 | N/A | 48.2 | 0.98 | 4000 | 78 | 35000 | 2010-08-16 |  | Qualified only with the following [trims/finishes/housings]: C4L05R1LD, C4L05N2, C4L05N2LC, C4L05N2EM, C4L05N1LDLC, C4L05N1LD, C4L05N1LC, C4L05N1EM, C4L05N1, CUL05S1LD, CUL05S1LD, CUL05S1, CUL05J2, CUL05J1, C4L05R2LD, C4L05R2, C4L05R1, C4L05N2LDLC, C4L05N2LD
Lightolier | Calculite | C4L05DL40KCCLPEXP |  | Commercial | LED | Recessed downlights | 8.4 | N/A | 48.2 | 0.98 | 4000 | 78 | 35000 | 2010-08-16 |  | Qualified only with the following [trims/finishes/housings]: C4L05R1LD, C4L05N2, C4L05N2LC, C4L05N2EM, C4L05N1LDLC, C4L05N1LD, C4L05N1LC, C4L05N1EM, C4L05N1, CUL05S1LD, CUL05S1LD, CUL05S1, CUL05J2, CUL05J1, C4L05R2LD, C4L05R2, C4L05R1, C4L05N2LDLC, C4L05N2LD
Lightolier | Calculite | C4L05DL40KCCLW |  | Commercial | LED | Recessed downlights | 8.4 | N/A | 48.2 | 0.98 | 4000 | 78 | 35000 | 2010-08-16 |  | Qualified only with the following [trims/finishes/housings]: C4L05R1LD, C4L05N2, C4L05N2LC, C4L05N2EM, C4L05N1LDLC, C4L05N1LD, C4L05N1LC, C4L05N1EM, C4L05N1, CUL05S1LD, CUL05S1LD, CUL05S1, CUL05J2, CUL05J1, C4L05R2LD, C4L05R2, C4L05R1, C4L05N2LDLC, C4L05N2LD
Lightolier | Calculite | C4L05DL40KCCLWEXP |  | Commercial | LED | Recessed downlights | 8.4 | N/A | 48.2 | 0.98 | 4000 | 78 | 35000 | 2010-08-16 |  | Qualified only with the following [trims/finishes/housings]: C4L05R1LD, C4L05N2, C4L05N2LC, C4L05N2EM, C4L05N1LDLC, C4L05N1LD, C4L05N1LC, C4L05N1EM, C4L05N1, CUL05S1LD, CUL05S1LD, CUL05S1, CUL05J2, CUL05J1, C4L05R2LD, C4L05R2, C4L05R1, C4L05N2LDLC, C4L05N2LD
Lightolier | Calculite | C4L05DL40KCLFT |  | Commercial | LED | Recessed downlights | 8.4 | N/A | 48.2 | 0.98 | 4000 | 78 | 35000 | 2010-09-15 |  | Qualified only with the following [trims/finishes/housings]: C4L05R1LD, C4L05N2, C4L05N2LC, C4L05N2EM, C4L05N1LDLC, C4L05N1LD, C4L05N1LC, C4L05N1EM, C4L05N1, CUL05S1LD, CUL05S1LD, CUL05S1, CUL05J2, CUL05J1, C4L05R2LD, C4L05R2, C4L05R1, C4L05N2LDLC, C4L05N2LD
Lightolier | Calculite | C4L05DL40KCLP |  | Commercial | LED | Recessed downlights | 8.4 | N/A | 48.2 | 0.98 | 4000 | 78 | 35000 | 2010-08-16 |  | Qualified only with the following [trims/finishes/housings]: C4L05R1LD, C4L05N2, C4L05N2LC, C4L05N2EM, C4L05N1LDLC, C4L05N1LD, C4L05N1LC, C4L05N1EM, C4L05N1, CUL05S1LD, CUL05S1LD, CUL05S1, CUL05J2, CUL05J1, C4L05R2LD, C4L05R2, C4L05R1, C4L05N2LDLC, C4L05N2LD
Lightolier | Calculite | C4L05DL40KCLW |  | Commercial | LED | Recessed downlights | 8.4 | N/A | 48.2 | 0.98 | 4000 | 78 | 35000 | 2010-08-16 |  | Qualified only with the following [trims/finishes/housings]: C4L05R1LD, C4L05N2, C4L05N2LC, C4L05N2EM, C4L05N1LDLC, C4L05N1LD, C4L05N1LC, C4L05N1EM, C4L05N1, CUL05S1LD, CUL05S1LD, CUL05S1, CUL05J2, CUL05J1, C4L05R2LD, C4L05R2, C4L05R1, C4L05N2LDLC, C4L05N2LD
Lightolier | Calculite | C4L10DL30KCCDFT |  | Commercial | LED | Recessed downlights | 18 | N/A | 48.2 | 0.98 | 3000 | 78 | 35000 | 2010-08-16 |  | Qualified only with the following [trims/finishes/housings]: C4L10N1, CUL10S2LD, CUL10S1LD, CUL10S1, CUL10J2, CUL10J1, CUL10J1, CUL05S2LDC4L10R2LD, C4L10R2, C4L10R1LD, C4L10R1, C4L10N2LDLC, C4L10N2LD, C4L10N2LC, C4L10N2EM, C4L10N2, C4L10N1LDLC, C4L10N1LD, C4L10N1LC, C4L10N1EM, C4L10N1DW
Lightolier | Calculite | C4L10DL30KCCDP |  | Commercial | LED | Recessed downlights | 18 | N/A | 48.2 | 0.98 | 3000 | 78 | 35000 | 2010-08-16 |  | Qualified only with the following [trims/finishes/housings]: C4L10N1, CUL10S2LD, CUL10S1LD, CUL10S1, CUL10J2, CUL10J1, CUL10J1, CUL05S2LDC4L10R2LD, C4L10R2, C4L10R1LD, C4L10R1, C4L10N2LDLC, C4L10N2LD, C4L10N2LC, C4L10N2EM, C4L10N2, C4L10N1LDLC, C4L10N1LD, C4L10N1LC, C4L10N1EM, C4L10N1DW
Lightolier | Calculite | C4L10DL30KCCDW |  | Commercial | LED | Recessed downlights | 18 | N/A | 48.2 | 0.98 | 3000 | 78 | 35000 | 2010-08-16 |  | Qualified only with the following [trims/finishes/housings]: C4L10N1, CUL10S2LD, CUL10S1LD, CUL10S1, CUL10J2, CUL10J1, CUL10J1, CUL05S2LDC4L10R2LD, C4L10R2, C4L10R1LD, C4L10R1, C4L10N2LDLC, C4L10N2LD, C4L10N2LC, C4L10N2EM, C4L10N2, C4L10N1LDLC, C4L10N1LD, C4L10N1LC, C4L10N1EM, C4L10N1DW
Lightolier | Calculite | C4L10DL30KCCLFT |  | Commercial | LED | Recessed downlights | 18 | N/A | 48.2 | 0.98 | 3000 | 78 | 35000 | 2010-08-16 |  | Qualified only with the following [trims/finishes/housings]: C4L10N1, CUL10S2LD, CUL10S1LD, CUL10S1, CUL10J2, CUL10J1, CUL10J1, CUL05S2LDC4L10R2LD, C4L10R2, C4L10R1LD, C4L10R1, C4L10N2LDLC, C4L10N2LD, C4L10N2LC, C4L10N2EM, C4L10N2, C4L10N1LDLC, C4L10N1LD, C4L10N1LC, C4L10N1EM, C4L10N1DW
Lightolier | Calculite | C4L10DL30KCCLPEXP |  | Commercial | LED | Recessed downlights | 18 | N/A | 48.2 | 0.98 | 3000 | 78 | 35000 | 2010-08-16 |  | Qualified only with the following [trims/finishes/housings]: C4L10N1, CUL10S2LD, CUL10S1LD, CUL10S1, CUL10J2, CUL10J1, CUL10J1, CUL05S2LDC4L10R2LD, C4L10R2, C4L10R1LD, C4L10R1, C4L10N2LDLC, C4L10N2LD, C4L10N2LC, C4L10N2EM, C4L10N2, C4L10N1LDLC, C4L10N1LD, C4L10N1LC, C4L10N1EM, C4L10N1DW
Lightolier | Calculite | C4L10DL30KCCLW |  | Commercial | LED | Recessed downlights | 18 | N/A | 48.2 | 0.98 | 3000 | 78 | 35000 | 2010-08-16 |  | Qualified only with the following [trims/finishes/housings]: C4L10N1, CUL10S2LD, CUL10S1LD, CUL10S1, CUL10J2, CUL10J1, CUL10J1, CUL05S2LDC4L10R2LD, C4L10R2, C4L10R1LD, C4L10R1, C4L10N2LDLC, C4L10N2LD, C4L10N2LC, C4L10N2EM, C4L10N2, C4L10N1LDLC, C4L10N1LD, C4L10N1LC, C4L10N1EM, C4L10N1DW
Lightolier | Calculite | C4L10DL30KCCLWEXP |  | Commercial | LED | Recessed downlights | 18 | N/A | 48.2 | 0.98 | 3000 | 78 | 35000 | 2010-08-16 |  | Qualified only with the following [trims/finishes/housings]: C4L10N1, CUL10S2LD, CUL10S1LD, CUL10S1, CUL10J2, CUL10J1, CUL10J1, CUL05S2LDC4L10R2LD, C4L10R2, C4L10R1LD, C4L10R1, C4L10N2LDLC, C4L10N2LD, C4L10N2LC, C4L10N2EM, C4L10N2, C4L10N1LDLC, C4L10N1LD, C4L10N1LC, C4L10N1EM, C4L10N1DW
Lightolier | Calculite | C4L10DL30KCLFT |  | Commercial | LED | Recessed downlights | 18 | N/A | 48.2 | 0.98 | 3000 | 78 | 35000 | 2010-08-16 |  | Qualified only with the following [trims/finishes/housings]: C4L10N1, CUL10S2LD, CUL10S1LD, CUL10S1, CUL10J2, CUL10J1, CUL10J1, CUL05S2LDC4L10R2LD, C4L10R2, C4L10R1LD, C4L10R1, C4L10N2LDLC, C4L10N2LD, C4L10N2LC, C4L10N2EM, C4L10N2, C4L10N1LDLC, C4L10N1LD, C4L10N1LC, C4L10N1EM, C4L10N1DW
Lightolier | Calculite | C4L10DL30KCLP |  | Commercial | LED | Recessed downlights | 18 | N/A | 48.2 | 0.98 | 3000 | 78 | 35000 | 2010-08-16 |  | Qualified only with the following [trims/finishes/housings]: C4L10N1, CUL10S2LD, CUL10S1LD, CUL10S1, CUL10J2, CUL10J1, CUL10J1, CUL05S2LDC4L10R2LD, C4L10R2, C4L10R1LD, C4L10R1, C4L10N2LDLC, C4L10N2LD, C4L10N2LC, C4L10N2EM, C4L10N2, C4L10N1LDLC, C4L10N1LD, C4L10N1LC, C4L10N1EM, C4L10N1DW
Lightolier | Calculite | C4L10DL30KCLW |  | Commercial | LED | Recessed downlights | 18 | N/A | 48.2 | 0.98 | 3000 | 78 | 35000 | 2010-08-16 |  | Qualified only with the following [trims/finishes/housings]: C4L10N1, CUL10S2LD, CUL10S1LD, CUL10S1, CUL10J2, CUL10J1, CUL10J1, CUL05S2LDC4L10R2LD, C4L10R2, C4L10R1LD, C4L10R1, C4L10N2LDLC, C4L10N2LD, C4L10N2LC, C4L10N2EM, C4L10N2, C4L10N1LDLC, C4L10N1LD, C4L10N1LC, C4L10N1EM, C4L10N1DW
Lightolier | Calculite | C4L10DL35KCCDP |  | Commercial | LED | Recessed downlights | 18 | N/A | 48.2 | 0.98 | 3500 | 78 | 35000 | 2010-08-16 |  | Qualified only with the following [trims/finishes/housings]: C4L10N1, CUL10S2LD, CUL10S1LD, CUL10S1, CUL10J2, CUL10J1, CUL10J1, CUL05S2LDC4L10R2LD, C4L10R2, C4L10R1LD, C4L10R1, C4L10N2LDLC, C4L10N2LD, C4L10N2LC, C4L10N2EM, C4L10N2, C4L10N1LDLC, C4L10N1LD, C4L10N1LC, C4L10N1EM, C4L10N1DW
Lightolier | Calculite | C4L10DL35KCCDW |  | Commercial | LED | Recessed downlights | 18 | N/A | 48.2 | 0.98 | 3500 | 78 | 35000 | 2010-08-16 |  | Qualified only with the following [trims/finishes/housings]: C4L10N1, CUL10S2LD, CUL10S1LD, CUL10S1, CUL10J2, CUL10J1, CUL10J1, CUL05S2LDC4L10R2LD, C4L10R2, C4L10R1LD, C4L10R1, C4L10N2LDLC, C4L10N2LD, C4L10N2LC, C4L10N2EM, C4L10N2, C4L10N1LDLC, C4L10N1LD, C4L10N1LC, C4L10N1EM, C4L10N1DW
Lightolier | Calculite | C4L10DL35KCCLFT |  | Commercial | LED | Recessed downlights | 18 | N/A | 48.2 | 0.98 | 3500 | 78 | 35000 | 2010-08-16 |  | Qualified only with the following [trims/finishes/housings]: C4L10N1, CUL10S2LD, CUL10S1LD, CUL10S1, CUL10J2, CUL10J1, CUL10J1, CUL05S2LDC4L10R2LD, C4L10R2, C4L10R1LD, C4L10R1, C4L10N2LDLC, C4L10N2LD, C4L10N2LC, C4L10N2EM, C4L10N2, C4L10N1LDLC, C4L10N1LD, C4L10N1LC, C4L10N1EM, C4L10N1DW
Lightolier | Calculite | C4L10DL35KCCLW |  | Commercial | LED | Recessed downlights | 18 | N/A | 48.2 | 0.98 | 3500 | 78 | 35000 | 2010-08-16 |  | Qualified only with the following [trims/finishes/housings]: C4L10N1, CUL10S2LD, CUL10S1LD, CUL10S1, CUL10J2, CUL10J1, CUL10J1, CUL05S2LDC4L10R2LD, C4L10R2, C4L10R1LD, C4L10R1, C4L10N2LDLC, C4L10N2LD, C4L10N2LC, C4L10N2EM, C4L10N2, C4L10N1LDLC, C4L10N1LD, C4L10N1LC, C4L10N1EM, C4L10N1DW
Lightolier | Calculite | C4L10DL35KCLFT |  | Commercial | LED | Recessed downlights | 18 | N/A | 48.2 | 0.98 | 3500 | 78 | 35000 | 2010-08-16 |  | Qualified only with the following [trims/finishes/housings]: C4L10N1, CUL10S2LD, CUL10S1LD, CUL10S1, CUL10J2, CUL10J1, CUL10J1, CUL05S2LDC4L10R2LD, C4L10R2, C4L10R1LD, C4L10R1, C4L10N2LDLC, C4L10N2LD, C4L10N2LC, C4L10N2EM, C4L10N2, C4L10N1LDLC, C4L10N1LD, C4L10N1LC, C4L10N1EM, C4L10N1DW
Lightolier | Calculite | C4L10DL35KCLP |  | Commercial | LED | Recessed downlights | 18 | N/A | 48.2 | 0.98 | 3500 | 78 | 35000 | 2010-08-16 |  | Qualified only with the following [trims/finishes/housings]: C4L10N1, CUL10S2LD, CUL10S1LD, CUL10S1, CUL10J2, CUL10J1, CUL10J1, CUL05S2LDC4L10R2LD, C4L10R2, C4L10R1LD, C4L10R1, C4L10N2LDLC, C4L10N2LD, C4L10N2LC, C4L10N2EM, C4L10N2, C4L10N1LDLC, C4L10N1LD, C4L10N1LC, C4L10N1EM, C4L10N1DW
Lightolier | Calculite | C4L10DL40KCCCW |  | Commercial | LED | Recessed downlights | 18 | N/A | 48.2 | 0.98 | 4000 | 78 | 35000 | 2010-08-16 |  | Qualified only with the following [trims/finishes/housings]: C4L10N1, CUL10S2LD, CUL10S1LD, CUL10S1, CUL10J2, CUL10J1, CUL10J1, CUL05S2LDC4L10R2LD, C4L10R2, C4L10R1LD, C4L10R1, C4L10N2LDLC, C4L10N2LD, C4L10N2LC, C4L10N2EM, C4L10N2, C4L10N1LDLC, C4L10N1LD, C4L10N1LC, C4L10N1EM, C4L10N1DW
Lightolier | Calculite | C4L10DL40KCCDFT |  | Commercial | LED | Recessed downlights | 18 | N/A | 48.2 | 0.98 | 4000 | 78 | 35000 | 2010-08-16 |  | Qualified only with the following [trims/finishes/housings]: C4L10N1, CUL10S2LD, CUL10S1LD, CUL10S1, CUL10J2, CUL10J1, CUL10J1, CUL05S2LDC4L10R2LD, C4L10R2, C4L10R1LD, C4L10R1, C4L10N2LDLC, C4L10N2LD, C4L10N2LC, C4L10N2EM, C4L10N2, C4L10N1LDLC, C4L10N1LD, C4L10N1LC, C4L10N1EM, C4L10N1DW
Lightolier | Calculite | C4L10DL40KCCDP |  | Commercial | LED | Recessed downlights | 18 | N/A | 48.2 | 0.98 | 4000 | 78 | 35000 | 2010-08-16 |  | Qualified only with the following [trims/finishes/housings]: C4L10N1, CUL10S2LD, CUL10S1LD, CUL10S1, CUL10J2, CUL10J1, CUL10J1, CUL05S2LDC4L10R2LD, C4L10R2, C4L10R1LD, C4L10R1, C4L10N2LDLC, C4L10N2LD, C4L10N2LC, C4L10N2EM, C4L10N2, C4L10N1LDLC, C4L10N1LD, C4L10N1LC, C4L10N1EM, C4L10N1DW
Lightolier | Calculite | C4L10DL40KCCLFT |  | Commercial | LED | Recessed downlights | 18 | N/A | 48.2 | 0.98 | 4000 | 78 | 35000 | 2010-08-16 |  | Qualified only with the following [trims/finishes/housings]: C4L10N1, CUL10S2LD, CUL10S1LD, CUL10S1, CUL10J2, CUL10J1, CUL10J1, CUL05S2LDC4L10R2LD, C4L10R2, C4L10R1LD, C4L10R1, C4L10N2LDLC, C4L10N2LD, C4L10N2LC, C4L10N2EM, C4L10N2, C4L10N1LDLC, C4L10N1LD, C4L10N1LC, C4L10N1EM, C4L10N1DW
Lightolier | Calculite | C4L10DL40KCCLP |  | Commercial | LED | Recessed downlights | 18 | N/A | 48.2 | 0.98 | 4000 | 78 | 35000 | 2010-08-16 |  | Qualified only with the following [trims/finishes/housings]: C4L10N1, CUL10S2LD, CUL10S1LD, CUL10S1, CUL10J2, CUL10J1, CUL10J1, CUL05S2LDC4L10R2LD, C4L10R2, C4L10R1LD, C4L10R1, C4L10N2LDLC, C4L10N2LD, C4L10N2LC, C4L10N2EM, C4L10N2, C4L10N1LDLC, C4L10N1LD, C4L10N1LC, C4L10N1EM, C4L10N1DW
Lightolier | Calculite | C4L10DL40KCCLW |  | Commercial | LED | Recessed downlights | 18 | N/A | 48.2 | 0.98 | 4000 | 78 | 35000 | 2010-08-16 |  | Qualified only with the following [trims/finishes/housings]: C4L10N1, CUL10S2LD, CUL10S1LD, CUL10S1, CUL10J2, CUL10J1, CUL10J1, CUL05S2LDC4L10R2LD, C4L10R2, C4L10R1LD, C4L10R1, C4L10N2LDLC, C4L10N2LD, C4L10N2LC, C4L10N2EM, C4L10N2, C4L10N1LDLC, C4L10N1LD, C4L10N1LC, C4L10N1EM, C4L10N1DW
Lightolier | Calculite | C4L10DL40KCLFT |  | Commercial | LED | Recessed downlights | 18 | N/A | 48.2 | 0.98 | 4000 | 78 | 35000 | 2010-08-16 |  | Qualified only with the following [trims/finishes/housings]: C4L10N1, CUL10S2LD, CUL10S1LD, CUL10S1, CUL10J2, CUL10J1, CUL10J1, CUL05S2LDC4L10R2LD, C4L10R2, C4L10R1LD, C4L10R1, C4L10N2LDLC, C4L10N2LD, C4L10N2LC, C4L10N2EM, C4L10N2, C4L10N1LDLC, C4L10N1LD, C4L10N1LC, C4L10N1EM, C4L10N1DW
Lightolier | Calculite | C4L10DL40KCLW |  | Commercial | LED | Recessed downlights | 18 | N/A | 48.2 | 0.98 | 4000 | 78 | 35000 | 2010-09-15 |  | Qualified only with the following [trims/finishes/housings]: C4L10N1, CUL10S2LD, CUL10S1LD, CUL10S1, CUL10J2, CUL10J1, CUL10J1, CUL05S2LDC4L10R2LD, C4L10R2, C4L10R1LD, C4L10R1, C4L10N2LDLC, C4L10N2LD, C4L10N2LC, C4L10N2EM, C4L10N2, C4L10N1LDLC, C4L10N1LD, C4L10N1LC, C4L10N1EM, C4L10N1DW
Lightolier | Calculite | C4X4L05DL30KCCDP |  | Commercial | LED | Recessed downlights | 8 | N/A | 49.4 | 0.96 | 3000 | 78 | 35000 | 2010-08-16 |  | Qualified only with the following [trims/finishes/housings]: C4X4L05N2LC, C4X4L05N2EM, C4X4L05N2, C4X4L05N1LDLC, C4X4L05N1LD, C4X4L05N1LC, C4X4L05N1EM, C4X4L05N1, C4X4L05N2LDLC, C4X4L05N2LD
Lightolier | Calculite | C4X4L05DL30KCCDW |  | Commercial | LED | Recessed downlights | 8 | N/A | 49.4 | 0.96 | 3000 | 78 | 35000 | 2010-08-16 |  | Qualified only with the following [trims/finishes/housings]: C4X4L05N2LC, C4X4L05N2EM, C4X4L05N2, C4X4L05N1LDLC, C4X4L05N1LD, C4X4L05N1LC, C4X4L05N1EM, C4X4L05N1, C4X4L05N2LDLC, C4X4L05N2LD
Lightolier | Calculite | C4X4L05DL30KCCLP |  | Commercial | LED | Recessed downlights | 8 | N/A | 49.4 | 0.96 | 3000 | 78 | 35000 | 2010-08-16 |  | Qualified only with the following [trims/finishes/housings]: C4X4L05N2LC, C4X4L05N2EM, C4X4L05N2, C4X4L05N1LDLC, C4X4L05N1LD, C4X4L05N1LC, C4X4L05N1EM, C4X4L05N1, C4X4L05N2LDLC, C4X4L05N2LD
Lightolier | Calculite | C4X4L05DL30KCCLW |  | Commercial | LED | Recessed downlights | 8 | N/A | 49.4 | 0.96 | 3000 | 78 | 35000 | 2010-08-16 |  | Qualified only with the following [trims/finishes/housings]: C4X4L05N2LC, C4X4L05N2EM, C4X4L05N2, C4X4L05N1LDLC, C4X4L05N1LD, C4X4L05N1LC, C4X4L05N1EM, C4X4L05N1, C4X4L05N2LDLC, C4X4L05N2LD
Lightolier | Calculite | C4X4L05DL30KCLP |  | Commercial | LED | Recessed downlights | 8 | N/A | 49.4 | 0.96 | 3000 | 78 | 35000 | 2010-08-16 |  | Qualified only with the following [trims/finishes/housings]: C4X4L05N2LC, C4X4L05N2EM, C4X4L05N2, C4X4L05N1LDLC, C4X4L05N1LD, C4X4L05N1LC, C4X4L05N1EM, C4X4L05N1, C4X4L05N2LDLC, C4X4L05N2LD
Lightolier | Calculite | C4X4L05DL30KCLW |  | Commercial | LED | Recessed downlights | 8 | N/A | 49.4 | 0.96 | 3000 | 78 | 35000 | 2010-08-16 |  | Qualified only with the following [trims/finishes/housings]: C4X4L05N2LC, C4X4L05N2EM, C4X4L05N2, C4X4L05N1LDLC, C4X4L05N1LD, C4X4L05N1LC, C4X4L05N1EM, C4X4L05N1, C4X4L05N2LDLC, C4X4L05N2LD
Lightolier | Calculite | C4X4L05DL35KCCDP |  | Commercial | LED | Recessed downlights | 8 | N/A | 49.4 | 0.96 | 3500 | 78 | 35000 | 2010-08-16 |  | Qualified only with the following [trims/finishes/housings]: C4X4L05N2LC, C4X4L05N2EM, C4X4L05N2, C4X4L05N1LDLC, C4X4L05N1LD, C4X4L05N1LC, C4X4L05N1EM, C4X4L05N1, C4X4L05N2LDLC, C4X4L05N2LD
Lightolier | Calculite | C4X4L05DL35KCCDW |  | Commercial | LED | Recessed downlights | 8 | N/A | 49.4 | 0.96 | 3500 | 78 | 35000 | 2010-08-16 |  | Qualified only with the following [trims/finishes/housings]: C4X4L05N2LC, C4X4L05N2EM, C4X4L05N2, C4X4L05N1LDLC, C4X4L05N1LD, C4X4L05N1LC, C4X4L05N1EM, C4X4L05N1, C4X4L05N2LDLC, C4X4L05N2LD
Lightolier | Calculite | C4X4L05DL35KCCLP |  | Commercial | LED | Recessed downlights | 8 | N/A | 49.4 | 0.96 | 3500 | 78 | 35000 | 2010-08-16 |  | Qualified only with the following [trims/finishes/housings]: C4X4L05N2LC, C4X4L05N2EM, C4X4L05N2, C4X4L05N1LDLC, C4X4L05N1LD, C4X4L05N1LC, C4X4L05N1EM, C4X4L05N1, C4X4L05N2LDLC, C4X4L05N2LD
Lightolier | Calculite | C4X4L05DL35KCCLW |  | Commercial | LED | Recessed downlights | 8 | N/A | 49.4 | 0.96 | 3500 | 78 | 35000 | 2010-08-16 |  | Qualified only with the following [trims/finishes/housings]: C4X4L05N2LC, C4X4L05N2EM, C4X4L05N2, C4X4L05N1LDLC, C4X4L05N1LD, C4X4L05N1LC, C4X4L05N1EM, C4X4L05N1, C4X4L05N2LDLC, C4X4L05N2LD
Lightolier | Calculite | C4X4L05DL35KCLP |  | Commercial | LED | Recessed downlights | 8 | N/A | 49.4 | 0.96 | 3500 | 78 | 35000 | 2010-08-16 |  | Qualified only with the following [trims/finishes/housings]: C4X4L05N2LC, C4X4L05N2EM, C4X4L05N2, C4X4L05N1LDLC, C4X4L05N1LD, C4X4L05N1LC, C4X4L05N1EM, C4X4L05N1, C4X4L05N2LDLC, C4X4L05N2LD
Lightolier | Calculite | C4X4L05DL35KCLW |  | Commercial | LED | Recessed downlights | 8 | N/A | 49.4 | 0.96 | 3500 | 78 | 35000 | 2010-08-16 |  | Qualified only with the following [trims/finishes/housings]: C4X4L05N2LC, C4X4L05N2EM, C4X4L05N2, C4X4L05N1LDLC, C4X4L05N1LD, C4X4L05N1LC, C4X4L05N1EM, C4X4L05N1, C4X4L05N2LDLC, C4X4L05N2LD
Lightolier | Calculite | C4X4L05DL40KCCDP |  | Commercial | LED | Recessed downlights | 8 | N/A | 49.4 | 0.96 | 4000 | 78 | 35000 | 2010-08-16 |  | Qualified only with the following [trims/finishes/housings]: C4X4L05N2LC, C4X4L05N2EM, C4X4L05N2, C4X4L05N1LDLC, C4X4L05N1LD, C4X4L05N1LC, C4X4L05N1EM, C4X4L05N1, C4X4L05N2LDLC, C4X4L05N2LD
Lightolier | Calculite | C4X4L05DL40KCCDW |  | Commercial | LED | Recessed downlights | 8 | N/A | 49.4 | 0.96 | 4000 | 78 | 35000 | 2010-08-16 |  | Qualified only with the following [trims/finishes/housings]: C4X4L05N2LC, C4X4L05N2EM, C4X4L05N2, C4X4L05N1LDLC, C4X4L05N1LD, C4X4L05N1LC, C4X4L05N1EM, C4X4L05N1, C4X4L05N2LDLC, C4X4L05N2LD
Lightolier | Calculite | C4X4L05DL40KCCLP |  | Commercial | LED | Recessed downlights | 8 | N/A | 49.4 | 0.96 | 4000 | 78 | 35000 | 2010-08-16 |  | Qualified only with the following [trims/finishes/housings]: C4X4L05N2LC, C4X4L05N2EM, C4X4L05N2, C4X4L05N1LDLC, C4X4L05N1LD, C4X4L05N1LC, C4X4L05N1EM, C4X4L05N1, C4X4L05N2LDLC, C4X4L05N2LD
Lightolier | Calculite | C4X4L05DL40KCCLW |  | Commercial | LED | Recessed downlights | 8 | N/A | 49.4 | 0.96 | 4000 | 78 | 35000 | 2010-08-16 |  | Qualified only with the following [trims/finishes/housings]: C4X4L05N2LC, C4X4L05N2EM, C4X4L05N2, C4X4L05N1LDLC, C4X4L05N1LD, C4X4L05N1LC, C4X4L05N1EM, C4X4L05N1, C4X4L05N2LDLC, C4X4L05N2LD
Lightolier | Calculite | C4X4L05DL40KCLP |  | Commercial | LED | Recessed downlights | 8 | N/A | 49.4 | 0.96 | 4000 | 78 | 35000 | 2010-08-16 |  | Qualified only with the following [trims/finishes/housings]: C4X4L05N2LC, C4X4L05N2EM, C4X4L05N2, C4X4L05N1LDLC, C4X4L05N1LD, C4X4L05N1LC, C4X4L05N1EM, C4X4L05N1, C4X4L05N2LDLC, C4X4L05N2LD
Lightolier | Calculite | C4X4L05DL40KCLW |  | Commercial | LED | Recessed downlights | 8 | N/A | 49.4 | 0.96 | 4000 | 78 | 35000 | 2010-08-16 |  | Qualified only with the following [trims/finishes/housings]: C4X4L05N2LC, C4X4L05N2EM, C4X4L05N2, C4X4L05N1LDLC, C4X4L05N1LD, C4X4L05N1LC, C4X4L05N1EM, C4X4L05N1, C4X4L05N2LDLC, C4X4L05N2LD
Lightolier | Calculite | C4X4L10DL30KCCDP |  | Commercial | LED | Recessed downlights | 18.5 | N/A | 48.3 | 0.98 | 3000 | 78 | 35000 | 2010-08-16 |  | Qualified only with the following [trims/finishes/housings]: C4X4L10N1, C4X4L10N2LDLC, C4X4L10N2LC, C4X4L10N2EM, C4X4L10N2, C4X4L10N1LDLC, C4X4L10N1LD, C4X4L10N1LC, C4X4L10N1EM, C4X4L10N2LD
Lightolier | Calculite | C4X4L10DL30KCCDW |  | Commercial | LED | Recessed downlights | 18.5 | N/A | 48.3 | 0.98 | 3000 | 78 | 35000 | 2010-08-16 |  | Qualified only with the following [trims/finishes/housings]: C4X4L10N1, C4X4L10N2LDLC, C4X4L10N2LC, C4X4L10N2EM, C4X4L10N2, C4X4L10N1LDLC, C4X4L10N1LD, C4X4L10N1LC, C4X4L10N1EM, C4X4L10N2LD
Lightolier | Calculite | C4X4L10DL30KCCLP |  | Commercial | LED | Recessed downlights | 18.5 | N/A | 48.3 | 0.98 | 3000 | 78 | 35000 | 2010-08-16 |  | Qualified only with the following [trims/finishes/housings]: C4X4L10N1, C4X4L10N2LDLC, C4X4L10N2LC, C4X4L10N2EM, C4X4L10N2, C4X4L10N1LDLC, C4X4L10N1LD, C4X4L10N1LC, C4X4L10N1EM, C4X4L10N2LD
Lightolier | Calculite | C4X4L10DL30KCCLW |  | Commercial | LED | Recessed downlights | 18.5 | N/A | 48.3 | 0.98 | 3000 | 78 | 35000 | 2010-08-16 |  | Qualified only with the following [trims/finishes/housings]: C4X4L10N1, C4X4L10N2LDLC, C4X4L10N2LC, C4X4L10N2EM, C4X4L10N2, C4X4L10N1LDLC, C4X4L10N1LD, C4X4L10N1LC, C4X4L10N1EM, C4X4L10N2LD
Lightolier | Calculite | C4X4L10DL30KCLP |  | Commercial | LED | Recessed downlights | 18.5 | N/A | 48.3 | 0.98 | 3000 | 78 | 35000 | 2010-08-16 |  | Qualified only with the following [trims/finishes/housings]: C4X4L10N1, C4X4L10N2LDLC, C4X4L10N2LC, C4X4L10N2EM, C4X4L10N2, C4X4L10N1LDLC, C4X4L10N1LD, C4X4L10N1LC, C4X4L10N1EM, C4X4L10N2LD
Lightolier | Calculite | C4X4L10DL30KCLW |  | Commercial | LED | Recessed downlights | 18.5 | N/A | 48.3 | 0.98 | 3000 | 78 | 35000 | 2010-08-16 |  | Qualified only with the following [trims/finishes/housings]: C4X4L10N1, C4X4L10N2LDLC, C4X4L10N2LC, C4X4L10N2EM, C4X4L10N2, C4X4L10N1LDLC, C4X4L10N1LD, C4X4L10N1LC, C4X4L10N1EM, C4X4L10N2LD
Lightolier | Calculite | C4X4L10DL35KCCDP |  | Commercial | LED | Recessed downlights | 18.5 | N/A | 48.3 | 0.98 | 3500 | 78 | 35000 | 2010-08-16 |  | Qualified only with the following [trims/finishes/housings]: C4X4L10N1, C4X4L10N2LDLC, C4X4L10N2LC, C4X4L10N2EM, C4X4L10N2, C4X4L10N1LDLC, C4X4L10N1LD, C4X4L10N1LC, C4X4L10N1EM, C4X4L10N2LD
Lightolier | Calculite | C4X4L10DL35KCCDW |  | Commercial | LED | Recessed downlights | 18.5 | N/A | 48.3 | 0.98 | 3500 | 78 | 35000 | 2010-08-16 |  | Qualified only with the following [trims/finishes/housings]: C4X4L10N1, C4X4L10N2LDLC, C4X4L10N2LC, C4X4L10N2EM, C4X4L10N2, C4X4L10N1LDLC, C4X4L10N1LD, C4X4L10N1LC, C4X4L10N1EM, C4X4L10N2LD
Lightolier | Calculite | C4X4L10DL35KCCLP |  | Commercial | LED | Recessed downlights | 18.5 | N/A | 48.3 | 0.98 | 3500 | 78 | 35000 | 2010-08-16 |  | Qualified only with the following [trims/finishes/housings]: C4X4L10N1, C4X4L10N2LDLC, C4X4L10N2LC, C4X4L10N2EM, C4X4L10N2, C4X4L10N1LDLC, C4X4L10N1LD, C4X4L10N1LC, C4X4L10N1EM, C4X4L10N2LD
Lightolier | Calculite | C4X4L10DL35KCCLW |  | Commercial | LED | Recessed downlights | 18.5 | N/A | 48.3 | 0.98 | 3500 | 78 | 35000 | 2010-08-16 |  | Qualified only with the following [trims/finishes/housings]: C4X4L10N1, C4X4L10N2LDLC, C4X4L10N2LC, C4X4L10N2EM, C4X4L10N2, C4X4L10N1LDLC, C4X4L10N1LD, C4X4L10N1LC, C4X4L10N1EM, C4X4L10N2LD
Lightolier | Calculite | C4X4L10DL35KCLP |  | Commercial | LED | Recessed downlights | 18.5 | N/A | 48.3 | 0.98 | 3500 | 78 | 35000 | 2010-08-16 |  | Qualified only with the following [trims/finishes/housings]: C4X4L10N1, C4X4L10N2LDLC, C4X4L10N2LC, C4X4L10N2EM, C4X4L10N2, C4X4L10N1LDLC, C4X4L10N1LD, C4X4L10N1LC, C4X4L10N1EM, C4X4L10N2LD
Lightolier | Calculite | C4X4L10DL35KCLW |  | Commercial | LED | Recessed downlights | 18.5 | N/A | 48.3 | 0.98 | 3500 | 78 | 35000 | 2010-08-16 |  | Qualified only with the following [trims/finishes/housings]: C4X4L10N1, C4X4L10N2LDLC, C4X4L10N2LC, C4X4L10N2EM, C4X4L10N2, C4X4L10N1LDLC, C4X4L10N1LD, C4X4L10N1LC, C4X4L10N1EM, C4X4L10N2LD
Lightolier | Calculite | C4X4L10DL40KCCDP |  | Commercial | LED | Recessed downlights | 18.5 | N/A | 48.3 | 0.98 | 4000 | 78 | 35000 | 2010-08-16 |  | Qualified only with the following [trims/finishes/housings]: C4X4L10N1, C4X4L10N2LDLC, C4X4L10N2LC, C4X4L10N2EM, C4X4L10N2, C4X4L10N1LDLC, C4X4L10N1LD, C4X4L10N1LC, C4X4L10N1EM, C4X4L10N2LD
Lightolier | Calculite | C4X4L10DL40KCCDW |  | Commercial | LED | Recessed downlights | 18.5 | N/A | 48.3 | 0.98 | 4000 | 78 | 35000 | 2010-08-16 |  | Qualified only with the following [trims/finishes/housings]: C4X4L10N1, C4X4L10N2LDLC, C4X4L10N2LC, C4X4L10N2EM, C4X4L10N2, C4X4L10N1LDLC, C4X4L10N1LD, C4X4L10N1LC, C4X4L10N1EM, C4X4L10N2LD
Lightolier | Calculite | C4X4L10DL40KCCLP |  | Commercial | LED | Recessed downlights | 18.5 | N/A | 48.3 | 0.98 | 4000 | 78 | 35000 | 2010-08-16 |  | Qualified only with the following [trims/finishes/housings]: C4X4L10N1, C4X4L10N2LDLC, C4X4L10N2LC, C4X4L10N2EM, C4X4L10N2, C4X4L10N1LDLC, C4X4L10N1LD, C4X4L10N1LC, C4X4L10N1EM, C4X4L10N2LD
Lightolier | Calculite | C4X4L10DL40KCCLW |  | Commercial | LED | Recessed downlights | 18.5 | N/A | 48.3 | 0.98 | 4000 | 78 | 35000 | 2010-08-16 |  | Qualified only with the following [trims/finishes/housings]: C4X4L10N1, C4X4L10N2LDLC, C4X4L10N2LC, C4X4L10N2EM, C4X4L10N2, C4X4L10N1LDLC, C4X4L10N1LD, C4X4L10N1LC, C4X4L10N1EM, C4X4L10N2LD
Lightolier | Calculite | C4X4L10DL40KCLP |  | Commercial | LED | Recessed downlights | 18.5 | N/A | 48.3 | 0.98 | 4000 | 78 | 35000 | 2010-08-16 |  | Qualified only with the following [trims/finishes/housings]: C4X4L10N1, C4X4L10N2LDLC, C4X4L10N2LC, C4X4L10N2EM, C4X4L10N2, C4X4L10N1LDLC, C4X4L10N1LD, C4X4L10N1LC, C4X4L10N1EM, C4X4L10N2LD
Lightolier | Calculite | C4X4L10DL40KCLW |  | Commercial | LED | Recessed downlights | 18.5 | N/A | 48.3 | 0.98 | 4000 | 78 | 35000 | 2010-08-16 |  | Qualified only with the following [trims/finishes/housings]: C4X4L10N1, C4X4L10N2LDLC, C4X4L10N2LC, C4X4L10N2EM, C4X4L10N2, C4X4L10N1LDLC, C4X4L10N1LD, C4X4L10N1LC, C4X4L10N1EM, C4X4L10N2LD
Lightolier | Calculite | C6L1520DL30KMCCDFT |  | Commercial | LED | Recessed downlights | 39.5 | N/A | 42.4 | 0.99 | 3000 | 78 | 35000 | 2010-08-16 |  | Qualified only with the following [trims/finishes/housings]: C6L15N1, C6L20N2, C6L20N1EM, C6L15R2, C6L15R1, C6L15N2EM, C6L15N2, C6L15N1EM, C6L20N1, C6L20R2, C6L20R1, C6L20N2EM, CUL15J2, CUL20S1, CUL20J2-20, CUL20J2, CUL20J1, CUL15S1, CUL15J1
Lightolier | Calculite | C6L1520DL30KMCCDP |  | Commercial | LED | Recessed downlights | 39.5 | N/A | 42.4 | 0.99 | 3000 | 78 | 35000 | 2010-08-16 |  | Qualified only with the following [trims/finishes/housings]: C6L15N1, C6L20N2, C6L20N1EM, C6L15R2, C6L15R1, C6L15N2EM, C6L15N2, C6L15N1EM, C6L20N1, C6L20R2, C6L20R1, C6L20N2EM, CUL15J2, CUL20S1, CUL20J2-20, CUL20J2, CUL20J1, CUL15S1, CUL15J1
Lightolier | Calculite | C6L1520DL30KMCCDW |  | Commercial | LED | Recessed downlights | 39.5 | N/A | 42.4 | 0.99 | 3000 | 78 | 35000 | 2010-08-16 |  | Qualified only with the following [trims/finishes/housings]: C6L15N1, C6L20N2, C6L20N1EM, C6L15R2, C6L15R1, C6L15N2EM, C6L15N2, C6L15N1EM, C6L20N1, C6L20R2, C6L20R1, C6L20N2EM, CUL15J2, CUL20S1, CUL20J2-20, CUL20J2, CUL20J1, CUL15S1, CUL15J1
Lightolier | Calculite | C6L1520DL30KMCCLFT |  | Commercial | LED | Recessed downlights | 39.5 | N/A | 42.4 | 0.99 | 3000 | 78 | 35000 | 2010-08-16 |  | Qualified only with the following [trims/finishes/housings]: C6L15N1, C6L20N2, C6L20N1EM, C6L15R2, C6L15R1, C6L15N2EM, C6L15N2, C6L15N1EM, C6L20N1, C6L20R2, C6L20R1, C6L20N2EM, CUL15J2, CUL20S1, CUL20J2-20, CUL20J2, CUL20J1, CUL15S1, CUL15J1
Lightolier | Calculite | C6L1520DL30KMCCLP |  | Commercial | LED | Recessed downlights | 39.5 | N/A | 42.4 | 0.99 | 3000 | 78 | 35000 | 2010-08-16 |  | Qualified only with the following [trims/finishes/housings]: C6L15N1, C6L20N2, C6L20N1EM, C6L15R2, C6L15R1, C6L15N2EM, C6L15N2, C6L15N1EM, C6L20N1, C6L20R2, C6L20R1, C6L20N2EM, CUL15J2, CUL20S1, CUL20J2-20, CUL20J2, CUL20J1, CUL15S1, CUL15J1
Lightolier | Calculite | C6L1520DL30KMCCLW |  | Commercial | LED | Recessed downlights | 39.5 | N/A | 42.4 | 0.99 | 3000 | 78 | 35000 | 2010-08-16 |  | Qualified only with the following [trims/finishes/housings]: C6L15N1, C6L20N2, C6L20N1EM, C6L15R2, C6L15R1, C6L15N2EM, C6L15N2, C6L15N1EM, C6L20N1, C6L20R2, C6L20R1, C6L20N2EM, CUL15J2, CUL20S1, CUL20J2-20, CUL20J2, CUL20J1, CUL15S1, CUL15J1
Lightolier | Calculite | C6L1520DL30KMCLFT |  | Commercial | LED | Recessed downlights | 39.5 | N/A | 42.4 | 0.99 | 3000 | 78 | 35000 | 2010-08-16 |  | Qualified only with the following [trims/finishes/housings]: C6L15N1, C6L20N2, C6L20N1EM, C6L15R2, C6L15R1, C6L15N2EM, C6L15N2, C6L15N1EM, C6L20N1, C6L20R2, C6L20R1, C6L20N2EM, CUL15J2, CUL20S1, CUL20J2-20, CUL20J2, CUL20J1, CUL15S1, CUL15J1
Lightolier | Calculite | C6L1520DL30KMCLP |  | Commercial | LED | Recessed downlights | 39.5 | N/A | 42.4 | 0.99 | 3000 | 78 | 35000 | 2010-08-16 |  | Qualified only with the following [trims/finishes/housings]: C6L15N1, C6L20N2, C6L20N1EM, C6L15R2, C6L15R1, C6L15N2EM, C6L15N2, C6L15N1EM, C6L20N1, C6L20R2, C6L20R1, C6L20N2EM, CUL15J2, CUL20S1, CUL20J2-20, CUL20J2, CUL20J1, CUL15S1, CUL15J1
Lightolier | Calculite | C6L1520DL30KMCLW |  | Commercial | LED | Recessed downlights | 39.5 | N/A | 42.4 | 0.99 | 3000 | 78 | 35000 | 2010-08-16 |  | Qualified only with the following [trims/finishes/housings]: C6L15N1, C6L20N2, C6L20N1EM, C6L15R2, C6L15R1, C6L15N2EM, C6L15N2, C6L15N1EM, C6L20N1, C6L20R2, C6L20R1, C6L20N2EM, CUL15J2, CUL20S1, CUL20J2-20, CUL20J2, CUL20J1, CUL15S1, CUL15J1
Lightolier | Calculite | C6L1520DL30KWCCDFT |  | Commercial | LED | Recessed downlights | 39.5 | N/A | 42.4 | 0.99 | 3000 | 78 | 35000 | 2010-08-16 |  | Qualified only with the following [trims/finishes/housings]: C6L15N1, C6L20N2, C6L20N1EM, C6L15R2, C6L15R1, C6L15N2EM, C6L15N2, C6L15N1EM, C6L20N1, C6L20R2, C6L20R1, C6L20N2EM, CUL15J2, CUL20S1, CUL20J2-20, CUL20J2, CUL20J1, CUL15S1, CUL15J1
Lightolier | Calculite | C6L1520DL30KWCCLFT |  | Commercial | LED | Recessed downlights | 39.5 | N/A | 42.4 | 0.99 | 3000 | 78 | 35000 | 2010-08-16 |  | Qualified only with the following [trims/finishes/housings]: C6L15N1, C6L20N2, C6L20N1EM, C6L15R2, C6L15R1, C6L15N2EM, C6L15N2, C6L15N1EM, C6L20N1, C6L20R2, C6L20R1, C6L20N2EM, CUL15J2, CUL20S1, CUL20J2-20, CUL20J2, CUL20J1, CUL15S1, CUL15J1
Lightolier | Calculite | C6L1520DL30KWCCLP |  | Commercial | LED | Recessed downlights | 39.5 | N/A | 42.4 | 0.99 | 3000 | 78 | 35000 | 2010-08-16 |  | Qualified only with the following [trims/finishes/housings]: C6L15N1, C6L20N2, C6L20N1EM, C6L15R2, C6L15R1, C6L15N2EM, C6L15N2, C6L15N1EM, C6L20N1, C6L20R2, C6L20R1, C6L20N2EM, CUL15J2, CUL20S1, CUL20J2-20, CUL20J2, CUL20J1, CUL15S1, CUL15J1
Lightolier | Calculite | C6L1520DL30KWCCLW |  | Commercial | LED | Recessed downlights | 39.5 | N/A | 42.4 | 0.99 | 3000 | 78 | 35000 | 2010-08-16 |  | Qualified only with the following [trims/finishes/housings]: C6L15N1, C6L20N2, C6L20N1EM, C6L15R2, C6L15R1, C6L15N2EM, C6L15N2, C6L15N1EM, C6L20N1, C6L20R2, C6L20R1, C6L20N2EM, CUL15J2, CUL20S1, CUL20J2-20, CUL20J2, CUL20J1, CUL15S1, CUL15J1
Lightolier | Calculite | C6L1520DL30KWCLFT |  | Commercial | LED | Recessed downlights | 39.5 | N/A | 42.4 | 0.99 | 3000 | 78 | 35000 | 2010-08-16 |  | Qualified only with the following [trims/finishes/housings]: C6L15N1, C6L20N2, C6L20N1EM, C6L15R2, C6L15R1, C6L15N2EM, C6L15N2, C6L15N1EM, C6L20N1, C6L20R2, C6L20R1, C6L20N2EM, CUL15J2, CUL20S1, CUL20J2-20, CUL20J2, CUL20J1, CUL15S1, CUL15J1
Lightolier | Calculite | C6L1520DL30KWCLP |  | Commercial | LED | Recessed downlights | 39.5 | N/A | 42.4 | 0.99 | 3000 | 78 | 35000 | 2010-08-16 |  | Qualified only with the following [trims/finishes/housings]: C6L15N1, C6L20N2, C6L20N1EM, C6L15R2, C6L15R1, C6L15N2EM, C6L15N2, C6L15N1EM, C6L20N1, C6L20R2, C6L20R1, C6L20N2EM, CUL15J2, CUL20S1, CUL20J2-20, CUL20J2, CUL20J1, CUL15S1, CUL15J1
Lightolier | Calculite | C6L1520DL30KWCLW |  | Commercial | LED | Recessed downlights | 39.5 | N/A | 42.4 | 0.99 | 3000 | 78 | 35000 | 2010-08-16 |  | Qualified only with the following [trims/finishes/housings]: C6L15N1, C6L20N2, C6L20N1EM, C6L15R2, C6L15R1, C6L15N2EM, C6L15N2, C6L15N1EM, C6L20N1, C6L20R2, C6L20R1, C6L20N2EM, CUL15J2, CUL20S1, CUL20J2-20, CUL20J2, CUL20J1, CUL15S1, CUL15J1
Lightolier | Calculite | C6L1520DL35KMCCDFT |  | Commercial | LED | Recessed downlights | 39.5 | N/A | 42.4 | 0.99 | 3500 | 78 | 35000 | 2010-08-16 |  | Qualified only with the following [trims/finishes/housings]: C6L15N1, C6L20N2, C6L20N1EM, C6L15R2, C6L15R1, C6L15N2EM, C6L15N2, C6L15N1EM, C6L20N1, C6L20R2, C6L20R1, C6L20N2EM, CUL15J2, CUL20S1, CUL20J2-20, CUL20J2, CUL20J1, CUL15S1, CUL15J1
Lightolier | Calculite | C6L1520DL35KMCCDP |  | Commercial | LED | Recessed downlights | 39.5 | N/A | 42.4 | 0.99 | 3500 | 78 | 35000 | 2010-08-16 |  | Qualified only with the following [trims/finishes/housings]: C6L15N1, C6L20N2, C6L20N1EM, C6L15R2, C6L15R1, C6L15N2EM, C6L15N2, C6L15N1EM, C6L20N1, C6L20R2, C6L20R1, C6L20N2EM, CUL15J2, CUL20S1, CUL20J2-20, CUL20J2, CUL20J1, CUL15S1, CUL15J1
Lightolier | Calculite | C6L1520DL35KMCCDW |  | Commercial | LED | Recessed downlights | 39.5 | N/A | 42.4 | 0.99 | 3500 | 78 | 35000 | 2010-08-16 |  | Qualified only with the following [trims/finishes/housings]: C6L15N1, C6L20N2, C6L20N1EM, C6L15R2, C6L15R1, C6L15N2EM, C6L15N2, C6L15N1EM, C6L20N1, C6L20R2, C6L20R1, C6L20N2EM, CUL15J2, CUL20S1, CUL20J2-20, CUL20J2, CUL20J1, CUL15S1, CUL15J1
Lightolier | Calculite | C6L1520DL35KMCCLFT |  | Commercial | LED | Recessed downlights | 39.5 | N/A | 42.4 | 0.99 | 3500 | 78 | 35000 | 2010-08-16 |  | Qualified only with the following [trims/finishes/housings]: C6L15N1, C6L20N2, C6L20N1EM, C6L15R2, C6L15R1, C6L15N2EM, C6L15N2, C6L15N1EM, C6L20N1, C6L20R2, C6L20R1, C6L20N2EM, CUL15J2, CUL20S1, CUL20J2-20, CUL20J2, CUL20J1, CUL15S1, CUL15J1
Lightolier | Calculite | C6L1520DL35KMCCLP |  | Commercial | LED | Recessed downlights | 39.5 | N/A | 42.4 | 0.99 | 3500 | 78 | 35000 | 2010-08-16 |  | Qualified only with the following [trims/finishes/housings]: C6L15N1, C6L20N2, C6L20N1EM, C6L15R2, C6L15R1, C6L15N2EM, C6L15N2, C6L15N1EM, C6L20N1, C6L20R2, C6L20R1, C6L20N2EM, CUL15J2, CUL20S1, CUL20J2-20, CUL20J2, CUL20J1, CUL15S1, CUL15J1
Lightolier | Calculite | C6L1520DL35KMCLFT |  | Commercial | LED | Recessed downlights | 39.5 | N/A | 42.4 | 0.99 | 3500 | 78 | 35000 | 2010-08-16 |  | Qualified only with the following [trims/finishes/housings]: C6L15N1, C6L20N2, C6L20N1EM, C6L15R2, C6L15R1, C6L15N2EM, C6L15N2, C6L15N1EM, C6L20N1, C6L20R2, C6L20R1, C6L20N2EM, CUL15J2, CUL20S1, CUL20J2-20, CUL20J2, CUL20J1, CUL15S1, CUL15J1
Lightolier | Calculite | C6L1520DL35KMCLP |  | Commercial | LED | Recessed downlights | 39.5 | N/A | 42.4 | 0.99 | 3500 | 78 | 35000 | 2010-08-16 |  | Qualified only with the following [trims/finishes/housings]: C6L15N1, C6L20N2, C6L20N1EM, C6L15R2, C6L15R1, C6L15N2EM, C6L15N2, C6L15N1EM, C6L20N1, C6L20R2, C6L20R1, C6L20N2EM, CUL15J2, CUL20S1, CUL20J2-20, CUL20J2, CUL20J1, CUL15S1, CUL15J1
Lightolier | Calculite | C6L1520DL35KMCLW |  | Commercial | LED | Recessed downlights | 39.5 | N/A | 42.4 | 0.99 | 3500 | 78 | 35000 | 2010-08-16 |  | Qualified only with the following [trims/finishes/housings]: C6L15N1, C6L20N2, C6L20N1EM, C6L15R2, C6L15R1, C6L15N2EM, C6L15N2, C6L15N1EM, C6L20N1, C6L20R2, C6L20R1, C6L20N2EM, CUL15J2, CUL20S1, CUL20J2-20, CUL20J2, CUL20J1, CUL15S1, CUL15J1
Lightolier | Calculite | C6L1520DL35KWCCDP |  | Commercial | LED | Recessed downlights | 39.5 | N/A | 42.4 | 0.99 | 3500 | 78 | 35000 | 2010-08-16 |  | Qualified only with the following [trims/finishes/housings]: C6L15N1, C6L20N2, C6L20N1EM, C6L15R2, C6L15R1, C6L15N2EM, C6L15N2, C6L15N1EM, C6L20N1, C6L20R2, C6L20R1, C6L20N2EM, CUL15J2, CUL20S1, CUL20J2-20, CUL20J2, CUL20J1, CUL15S1, CUL15J1
Lightolier | Calculite | C6L1520DL35KWCCDW |  | Commercial | LED | Recessed downlights | 39.5 | N/A | 42.4 | 0.99 | 3500 | 78 | 35000 | 2010-08-16 |  | Qualified only with the following [trims/finishes/housings]: C6L15N1, C6L20N2, C6L20N1EM, C6L15R2, C6L15R1, C6L15N2EM, C6L15N2, C6L15N1EM, C6L20N1, C6L20R2, C6L20R1, C6L20N2EM, CUL15J2, CUL20S1, CUL20J2-20, CUL20J2, CUL20J1, CUL15S1, CUL15J1
Lightolier | Calculite | C6L1520DL35KWCCLP |  | Commercial | LED | Recessed downlights | 39.5 | N/A | 42.4 | 0.99 | 3500 | 78 | 35000 | 2010-08-16 |  | Qualified only with the following [trims/finishes/housings]: C6L15N1, C6L20N2, C6L20N1EM, C6L15R2, C6L15R1, C6L15N2EM, C6L15N2, C6L15N1EM, C6L20N1, C6L20R2, C6L20R1, C6L20N2EM, CUL15J2, CUL20S1, CUL20J2-20, CUL20J2, CUL20J1, CUL15S1, CUL15J1
Lightolier | Calculite | C6L1520DL35KWCLFT |  | Commercial | LED | Recessed downlights | 39.5 | N/A | 42.4 | 0.99 | 3500 | 78 | 35000 | 2010-08-16 |  | Qualified only with the following [trims/finishes/housings]: C6L15N1, C6L20N2, C6L20N1EM, C6L15R2, C6L15R1, C6L15N2EM, C6L15N2, C6L15N1EM, C6L20N1, C6L20R2, C6L20R1, C6L20N2EM, CUL15J2, CUL20S1, CUL20J2-20, CUL20J2, CUL20J1, CUL15S1, CUL15J1
Lightolier | Calculite | C6L1520DL35KWCLP |  | Commercial | LED | Recessed downlights | 39.5 | N/A | 42.4 | 0.99 | 3500 | 78 | 35000 | 2010-08-16 |  | Qualified only with the following [trims/finishes/housings]: C6L15N1, C6L20N2, C6L20N1EM, C6L15R2, C6L15R1, C6L15N2EM, C6L15N2, C6L15N1EM, C6L20N1, C6L20R2, C6L20R1, C6L20N2EM, CUL15J2, CUL20S1, CUL20J2-20, CUL20J2, CUL20J1, CUL15S1, CUL15J1
Lightolier | Calculite | C6L1520DL40KMCCDFT |  | Commercial | LED | Recessed downlights | 39.5 | N/A | 42.4 | 0.99 | 4000 | 78 | 35000 | 2010-08-16 |  | Qualified only with the following [trims/finishes/housings]: C6L15N1, C6L20N2, C6L20N1EM, C6L15R2, C6L15R1, C6L15N2EM, C6L15N2, C6L15N1EM, C6L20N1, C6L20R2, C6L20R1, C6L20N2EM, CUL15J2, CUL20S1, CUL20J2-20, CUL20J2, CUL20J1, CUL15S1, CUL15J1
Lightolier | Calculite | C6L1520DL40KMCCDP |  | Commercial | LED | Recessed downlights | 39.5 | N/A | 42.4 | 0.99 | 4000 | 78 | 35000 | 2010-08-16 |  | Qualified only with the following [trims/finishes/housings]: C6L15N1, C6L20N2, C6L20N1EM, C6L15R2, C6L15R1, C6L15N2EM, C6L15N2, C6L15N1EM, C6L20N1, C6L20R2, C6L20R1, C6L20N2EM, CUL15J2, CUL20S1, CUL20J2-20, CUL20J2, CUL20J1, CUL15S1, CUL15J1
Lightolier | Calculite | C6L1520DL40KMCCDW |  | Commercial | LED | Recessed downlights | 39.5 | N/A | 42.4 | 0.99 | 4000 | 78 | 35000 | 2010-08-16 |  | Qualified only with the following [trims/finishes/housings]: C6L15N1, C6L20N2, C6L20N1EM, C6L15R2, C6L15R1, C6L15N2EM, C6L15N2, C6L15N1EM, C6L20N1, C6L20R2, C6L20R1, C6L20N2EM, CUL15J2, CUL20S1, CUL20J2-20, CUL20J2, CUL20J1, CUL15S1, CUL15J1
Lightolier | Calculite | C6L1520DL40KMCCLFT |  | Commercial | LED | Recessed downlights | 39.5 | N/A | 42.4 | 0.99 | 4000 | 78 | 35000 | 2010-08-16 |  | Qualified only with the following [trims/finishes/housings]: C6L15N1, C6L20N2, C6L20N1EM, C6L15R2, C6L15R1, C6L15N2EM, C6L15N2, C6L15N1EM, C6L20N1, C6L20R2, C6L20R1, C6L20N2EM, CUL15J2, CUL20S1, CUL20J2-20, CUL20J2, CUL20J1, CUL15S1, CUL15J1
Lightolier | Calculite | C6L1520DL40KMCCLP |  | Commercial | LED | Recessed downlights | 39.5 | N/A | 42.4 | 0.99 | 4000 | 78 | 35000 | 2010-08-16 |  | Qualified only with the following [trims/finishes/housings]: C6L15N1, C6L20N2, C6L20N1EM, C6L15R2, C6L15R1, C6L15N2EM, C6L15N2, C6L15N1EM, C6L20N1, C6L20R2, C6L20R1, C6L20N2EM, CUL15J2, CUL20S1, CUL20J2-20, CUL20J2, CUL20J1, CUL15S1, CUL15J1
Lightolier | Calculite | C6L1520DL40KMCCLW |  | Commercial | LED | Recessed downlights | 39.5 | N/A | 42.4 | 0.99 | 4000 | 78 | 35000 | 2010-08-16 |  | Qualified only with the following [trims/finishes/housings]: C6L15N1, C6L20N2, C6L20N1EM, C6L15R2, C6L15R1, C6L15N2EM, C6L15N2, C6L15N1EM, C6L20N1, C6L20R2, C6L20R1, C6L20N2EM, CUL15J2, CUL20S1, CUL20J2-20, CUL20J2, CUL20J1, CUL15S1, CUL15J1
Lightolier | Calculite | C6L1520DL40KMCLFT |  | Commercial | LED | Recessed downlights | 39.5 | N/A | 42.4 | 0.99 | 4000 | 78 | 35000 | 2010-08-16 |  | Qualified only with the following [trims/finishes/housings]: C6L15N1, C6L20N2, C6L20N1EM, C6L15R2, C6L15R1, C6L15N2EM, C6L15N2, C6L15N1EM, C6L20N1, C6L20R2, C6L20R1, C6L20N2EM, CUL15J2, CUL20S1, CUL20J2-20, CUL20J2, CUL20J1, CUL15S1, CUL15J1
Lightolier | Calculite | C6L1520DL40KMCLP |  | Commercial | LED | Recessed downlights | 39.5 | N/A | 42.4 | 0.99 | 4000 | 78 | 35000 | 2010-08-16 |  | Qualified only with the following [trims/finishes/housings]: C6L15N1, C6L20N2, C6L20N1EM, C6L15R2, C6L15R1, C6L15N2EM, C6L15N2, C6L15N1EM, C6L20N1, C6L20R2, C6L20R1, C6L20N2EM, CUL15J2, CUL20S1, CUL20J2-20, CUL20J2, CUL20J1, CUL15S1, CUL15J1
Lightolier | Calculite | C6L1520DL40KMCLW |  | Commercial | LED | Recessed downlights | 39.5 | N/A | 42.4 | 0.99 | 4000 | 78 | 35000 | 2010-08-16 |  | Qualified only with the following [trims/finishes/housings]: C6L15N1, C6L20N2, C6L20N1EM, C6L15R2, C6L15R1, C6L15N2EM, C6L15N2, C6L15N1EM, C6L20N1, C6L20R2, C6L20R1, C6L20N2EM, CUL15J2, CUL20S1, CUL20J2-20, CUL20J2, CUL20J1, CUL15S1, CUL15J1
Lightolier | Calculite | C6L1520DL40KWCCDFT |  | Commercial | LED | Recessed downlights | 39.5 | N/A | 42.4 | 0.99 | 4000 | 78 | 35000 | 2010-08-16 |  | Qualified only with the following [trims/finishes/housings]: C6L15N1, C6L20N2, C6L20N1EM, C6L15R2, C6L15R1, C6L15N2EM, C6L15N2, C6L15N1EM, C6L20N1, C6L20R2, C6L20R1, C6L20N2EM, CUL15J2, CUL20S1, CUL20J2-20, CUL20J2, CUL20J1, CUL15S1, CUL15J1
Lightolier | Calculite | C6L1520DL40KWCCDP |  | Commercial | LED | Recessed downlights | 39.5 | N/A | 42.4 | 0.99 | 4000 | 78 | 35000 | 2010-08-16 |  | Qualified only with the following [trims/finishes/housings]: C6L15N1, C6L20N2, C6L20N1EM, C6L15R2, C6L15R1, C6L15N2EM, C6L15N2, C6L15N1EM, C6L20N1, C6L20R2, C6L20R1, C6L20N2EM, CUL15J2, CUL20S1, CUL20J2-20, CUL20J2, CUL20J1, CUL15S1, CUL15J1
Lightolier | Calculite | C6L1520DL40KWCCDW |  | Commercial | LED | Recessed downlights | 39.5 | N/A | 42.4 | 0.99 | 4000 | 78 | 35000 | 2010-08-16 |  | Qualified only with the following [trims/finishes/housings]: C6L15N1, C6L20N2, C6L20N1EM, C6L15R2, C6L15R1, C6L15N2EM, C6L15N2, C6L15N1EM, C6L20N1, C6L20R2, C6L20R1, C6L20N2EM, CUL15J2, CUL20S1, CUL20J2-20, CUL20J2, CUL20J1, CUL15S1, CUL15J1
Lightolier | Calculite | C6L1520DL40KWCCLFT |  | Commercial | LED | Recessed downlights | 39.5 | N/A | 42.4 | 0.99 | 4000 | 78 | 35000 | 2010-08-16 |  | Qualified only with the following [trims/finishes/housings]: C6L15N1, C6L20N2, C6L20N1EM, C6L15R2, C6L15R1, C6L15N2EM, C6L15N2, C6L15N1EM, C6L20N1, C6L20R2, C6L20R1, C6L20N2EM, CUL15J2, CUL20S1, CUL20J2-20, CUL20J2, CUL20J1, CUL15S1, CUL15J1
Lightolier | Calculite | C6L1520DL40KWCCLP |  | Commercial | LED | Recessed downlights | 39.5 | N/A | 42.4 | 0.99 | 4000 | 78 | 35000 | 2010-08-16 |  | Qualified only with the following [trims/finishes/housings]: C6L15N1, C6L20N2, C6L20N1EM, C6L15R2, C6L15R1, C6L15N2EM, C6L15N2, C6L15N1EM, C6L20N1, C6L20R2, C6L20R1, C6L20N2EM, CUL15J2, CUL20S1, CUL20J2-20, CUL20J2, CUL20J1, CUL15S1, CUL15J1
Lightolier | Calculite | C6L1520DL40KWCCLW |  | Commercial | LED | Recessed downlights | 39.5 | N/A | 42.4 | 0.99 | 4000 | 78 | 35000 | 2010-08-16 |  | Qualified only with the following [trims/finishes/housings]: C6L15N1, C6L20N2, C6L20N1EM, C6L15R2, C6L15R1, C6L15N2EM, C6L15N2, C6L15N1EM, C6L20N1, C6L20R2, C6L20R1, C6L20N2EM, CUL15J2, CUL20S1, CUL20J2-20, CUL20J2, CUL20J1, CUL15S1, CUL15J1
Lightolier | Calculite | C6L1520DL40KWCLFT |  | Commercial | LED | Recessed downlights | 39.5 | N/A | 42.4 | 0.99 | 4000 | 78 | 35000 | 2010-08-16 |  | Qualified only with the following [trims/finishes/housings]: C6L15N1, C6L20N2, C6L20N1EM, C6L15R2, C6L15R1, C6L15N2EM, C6L15N2, C6L15N1EM, C6L20N1, C6L20R2, C6L20R1, C6L20N2EM, CUL15J2, CUL20S1, CUL20J2-20, CUL20J2, CUL20J1, CUL15S1, CUL15J1
Lightolier | Calculite | C6L1520DL40KWCLP |  | Commercial | LED | Recessed downlights | 39.5 | N/A | 42.4 | 0.99 | 4000 | 78 | 35000 | 2010-08-16 |  | Qualified only with the following [trims/finishes/housings]: C6L15N1, C6L20N2, C6L20N1EM, C6L15R2, C6L15R1, C6L15N2EM, C6L15N2, C6L15N1EM, C6L20N1, C6L20R2, C6L20R1, C6L20N2EM, CUL15J2, CUL20S1, CUL20J2-20, CUL20J2, CUL20J1, CUL15S1, CUL15J1
Lightolier | Calculite | C7L1520DL30KMCCDFT |  | Commercial | LED | Recessed downlights | 40 | N/A | 42.3 | 0.99 | 3000 | 78 | 35000 | 2010-08-16 |  | Qualified only with the following [trims/finishes/housings]: C7L15N1, C7L20R2, C7L20R1, C7L20N2EM, C7L20N2, C7L20N1EM, C7L20N1, C7L15N2, C7L15N1EM, C7L15R2, C7L15R1, C7L15N2EM, CUL15J2, CUL20S1, CUL20J2-20, CUL20J2, CUL20J1, CUL15S1, CUL15J1
Lightolier | Calculite | C7L1520DL30KMCCDP |  | Commercial | LED | Recessed downlights | 40 | N/A | 42.3 | 0.99 | 3000 | 78 | 35000 | 2010-08-16 |  | Qualified only with the following [trims/finishes/housings]: C7L15N1, C7L20R2, C7L20R1, C7L20N2EM, C7L20N2, C7L20N1EM, C7L20N1, C7L15N2, C7L15N1EM, C7L15R2, C7L15R1, C7L15N2EM, CUL15J2, CUL20S1, CUL20J2-20, CUL20J2, CUL20J1, CUL15S1, CUL15J1
Lightolier | Calculite | C7L1520DL30KMCCDW |  | Commercial | LED | Recessed downlights | 40 | N/A | 42.3 | 0.99 | 3000 | 78 | 35000 | 2010-08-16 |  | Qualified only with the following [trims/finishes/housings]: C7L15N1, C7L20R2, C7L20R1, C7L20N2EM, C7L20N2, C7L20N1EM, C7L20N1, C7L15N2, C7L15N1EM, C7L15R2, C7L15R1, C7L15N2EM, CUL15J2, CUL20S1, CUL20J2-20, CUL20J2, CUL20J1, CUL15S1, CUL15J1
Lightolier | Calculite | C7L1520DL30KMCCLFT |  | Commercial | LED | Recessed downlights | 40 | N/A | 42.3 | 0.99 | 3000 | 78 | 35000 | 2010-08-16 |  | Qualified only with the following [trims/finishes/housings]: C7L15N1, C7L20R2, C7L20R1, C7L20N2EM, C7L20N2, C7L20N1EM, C7L20N1, C7L15N2, C7L15N1EM, C7L15R2, C7L15R1, C7L15N2EM, CUL15J2, CUL20S1, CUL20J2-20, CUL20J2, CUL20J1, CUL15S1, CUL15J1
Lightolier | Calculite | C7L1520DL30KMCCLP |  | Commercial | LED | Recessed downlights | 40 | N/A | 42.3 | 0.99 | 3000 | 78 | 35000 | 2010-08-16 |  | Qualified only with the following [trims/finishes/housings]: C7L15N1, C7L20R2, C7L20R1, C7L20N2EM, C7L20N2, C7L20N1EM, C7L20N1, C7L15N2, C7L15N1EM, C7L15R2, C7L15R1, C7L15N2EM, CUL15J2, CUL20S1, CUL20J2-20, CUL20J2, CUL20J1, CUL15S1, CUL15J1
Lightolier | Calculite | C7L1520DL30KMCCLW |  | Commercial | LED | Recessed downlights | 40 | N/A | 42.3 | 0.99 | 3000 | 78 | 35000 | 2010-08-16 |  | Qualified only with the following [trims/finishes/housings]: C7L15N1, C7L20R2, C7L20R1, C7L20N2EM, C7L20N2, C7L20N1EM, C7L20N1, C7L15N2, C7L15N1EM, C7L15R2, C7L15R1, C7L15N2EM, CUL15J2, CUL20S1, CUL20J2-20, CUL20J2, CUL20J1, CUL15S1, CUL15J1
Lightolier | Calculite | C7L1520DL30KMCLFT |  | Commercial | LED | Recessed downlights | 40 | N/A | 42.3 | 0.99 | 3000 | 78 | 35000 | 2010-08-16 |  | Qualified only with the following [trims/finishes/housings]: C7L15N1, C7L20R2, C7L20R1, C7L20N2EM, C7L20N2, C7L20N1EM, C7L20N1, C7L15N2, C7L15N1EM, C7L15R2, C7L15R1, C7L15N2EM, CUL15J2, CUL20S1, CUL20J2-20, CUL20J2, CUL20J1, CUL15S1, CUL15J1
Lightolier | Calculite | C7L1520DL30KMCLP |  | Commercial | LED | Recessed downlights | 40 | N/A | 42.3 | 0.99 | 3000 | 78 | 35000 | 2010-08-16 |  | Qualified only with the following [trims/finishes/housings]: C7L15N1, C7L20R2, C7L20R1, C7L20N2EM, C7L20N2, C7L20N1EM, C7L20N1, C7L15N2, C7L15N1EM, C7L15R2, C7L15R1, C7L15N2EM, CUL15J2, CUL20S1, CUL20J2-20, CUL20J2, CUL20J1, CUL15S1, CUL15J1
Lightolier | Calculite | C7L1520DL30KMCLW |  | Commercial | LED | Recessed downlights | 40 | N/A | 42.3 | 0.99 | 3000 | 78 | 35000 | 2010-08-16 |  | Qualified only with the following [trims/finishes/housings]: C7L15N1, C7L20R2, C7L20R1, C7L20N2EM, C7L20N2, C7L20N1EM, C7L20N1, C7L15N2, C7L15N1EM, C7L15R2, C7L15R1, C7L15N2EM, CUL15J2, CUL20S1, CUL20J2-20, CUL20J2, CUL20J1, CUL15S1, CUL15J1
Lightolier | Calculite | C7L1520DL30KWCCDFT |  | Commercial | LED | Recessed downlights | 40 | N/A | 42.3 | 0.99 | 3000 | 78 | 35000 | 2010-08-16 |  | Qualified only with the following [trims/finishes/housings]: C7L15N1, C7L20R2, C7L20R1, C7L20N2EM, C7L20N2, C7L20N1EM, C7L20N1, C7L15N2, C7L15N1EM, C7L15R2, C7L15R1, C7L15N2EM, CUL15J2, CUL20S1, CUL20J2-20, CUL20J2, CUL20J1, CUL15S1, CUL15J1
Lightolier | Calculite | C7L1520DL30KWCCDP |  | Commercial | LED | Recessed downlights | 40 | N/A | 42.3 | 0.99 | 3000 | 78 | 35000 | 2010-08-16 |  | Qualified only with the following [trims/finishes/housings]: C7L15N1, C7L20R2, C7L20R1, C7L20N2EM, C7L20N2, C7L20N1EM, C7L20N1, C7L15N2, C7L15N1EM, C7L15R2, C7L15R1, C7L15N2EM, CUL15J2, CUL20S1, CUL20J2-20, CUL20J2, CUL20J1, CUL15S1, CUL15J1
Lightolier | Calculite | C7L1520DL30KWCCDW |  | Commercial | LED | Recessed downlights | 40 | N/A | 42.3 | 0.99 | 3000 | 78 | 35000 | 2010-08-16 |  | Qualified only with the following [trims/finishes/housings]: C7L15N1, C7L20R2, C7L20R1, C7L20N2EM, C7L20N2, C7L20N1EM, C7L20N1, C7L15N2, C7L15N1EM, C7L15R2, C7L15R1, C7L15N2EM, CUL15J2, CUL20S1, CUL20J2-20, CUL20J2, CUL20J1, CUL15S1, CUL15J1
Lightolier | Calculite | C7L1520DL30KWCCLFT |  | Commercial | LED | Recessed downlights | 40 | N/A | 42.3 | 0.99 | 3000 | 78 | 35000 | 2010-08-16 |  | Qualified only with the following [trims/finishes/housings]: C7L15N1, C7L20R2, C7L20R1, C7L20N2EM, C7L20N2, C7L20N1EM, C7L20N1, C7L15N2, C7L15N1EM, C7L15R2, C7L15R1, C7L15N2EM, CUL15J2, CUL20S1, CUL20J2-20, CUL20J2, CUL20J1, CUL15S1, CUL15J1
Lightolier | Calculite | C7L1520DL30KWCCLP |  | Commercial | LED | Recessed downlights | 40 | N/A | 42.3 | 0.99 | 3000 | 78 | 35000 | 2010-08-16 |  | Qualified only with the following [trims/finishes/housings]: C7L15N1, C7L20R2, C7L20R1, C7L20N2EM, C7L20N2, C7L20N1EM, C7L20N1, C7L15N2, C7L15N1EM, C7L15R2, C7L15R1, C7L15N2EM, CUL15J2, CUL20S1, CUL20J2-20, CUL20J2, CUL20J1, CUL15S1, CUL15J1
Lightolier | Calculite | C7L1520DL30KWCCLW |  | Commercial | LED | Recessed downlights | 40 | N/A | 42.3 | 0.99 | 3000 | 78 | 35000 | 2010-08-16 |  | Qualified only with the following [trims/finishes/housings]: C7L15N1, C7L20R2, C7L20R1, C7L20N2EM, C7L20N2, C7L20N1EM, C7L20N1, C7L15N2, C7L15N1EM, C7L15R2, C7L15R1, C7L15N2EM, CUL15J2, CUL20S1, CUL20J2-20, CUL20J2, CUL20J1, CUL15S1, CUL15J1
Lightolier | Calculite | C7L1520DL30KWCLFT |  | Commercial | LED | Recessed downlights | 40 | N/A | 42.3 | 0.99 | 3000 | 78 | 35000 | 2010-08-16 |  | Qualified only with the following [trims/finishes/housings]: C7L15N1, C7L20R2, C7L20R1, C7L20N2EM, C7L20N2, C7L20N1EM, C7L20N1, C7L15N2, C7L15N1EM, C7L15R2, C7L15R1, C7L15N2EM, CUL15J2, CUL20S1, CUL20J2-20, CUL20J2, CUL20J1, CUL15S1, CUL15J1
Lightolier | Calculite | C7L1520DL30KWCLP |  | Commercial | LED | Recessed downlights | 40 | N/A | 42.3 | 0.99 | 3000 | 78 | 35000 | 2010-08-16 |  | Qualified only with the following [trims/finishes/housings]: C7L15N1, C7L20R2, C7L20R1, C7L20N2EM, C7L20N2, C7L20N1EM, C7L20N1, C7L15N2, C7L15N1EM, C7L15R2, C7L15R1, C7L15N2EM, CUL15J2, CUL20S1, CUL20J2-20, CUL20J2, CUL20J1, CUL15S1, CUL15J1
Lightolier | Calculite | C7L1520DL30KWCLW |  | Commercial | LED | Recessed downlights | 40 | N/A | 42.3 | 0.99 | 3000 | 78 | 35000 | 2010-08-16 |  | Qualified only with the following [trims/finishes/housings]: C7L15N1, C7L20R2, C7L20R1, C7L20N2EM, C7L20N2, C7L20N1EM, C7L20N1, C7L15N2, C7L15N1EM, C7L15R2, C7L15R1, C7L15N2EM, CUL15J2, CUL20S1, CUL20J2-20, CUL20J2, CUL20J1, CUL15S1, CUL15J1
Lightolier | Calculite | C7L1520DL35KMCCDFT |  | Commercial | LED | Recessed downlights | 40 | N/A | 42.3 | 0.99 | 3500 | 78 | 35000 | 2010-08-16 |  | Qualified only with the following [trims/finishes/housings]: C7L15N1, C7L20R2, C7L20R1, C7L20N2EM, C7L20N2, C7L20N1EM, C7L20N1, C7L15N2, C7L15N1EM, C7L15R2, C7L15R1, C7L15N2EM, CUL15J2, CUL20S1, CUL20J2-20, CUL20J2, CUL20J1, CUL15S1, CUL15J1
Lightolier | Calculite | C7L1520DL35KMCCDP |  | Commercial | LED | Recessed downlights | 40 | N/A | 42.3 | 0.99 | 3500 | 78 | 35000 | 2010-08-16 |  | Qualified only with the following [trims/finishes/housings]: C7L15N1, C7L20R2, C7L20R1, C7L20N2EM, C7L20N2, C7L20N1EM, C7L20N1, C7L15N2, C7L15N1EM, C7L15R2, C7L15R1, C7L15N2EM, CUL15J2, CUL20S1, CUL20J2-20, CUL20J2, CUL20J1, CUL15S1, CUL15J1
Lightolier | Calculite | C7L1520DL35KMCCDW |  | Commercial | LED | Recessed downlights | 40 | N/A | 42.3 | 0.99 | 3500 | 78 | 35000 | 2010-08-16 |  | Qualified only with the following [trims/finishes/housings]: C7L15N1, C7L20R2, C7L20R1, C7L20N2EM, C7L20N2, C7L20N1EM, C7L20N1, C7L15N2, C7L15N1EM, C7L15R2, C7L15R1, C7L15N2EM, CUL15J2, CUL20S1, CUL20J2-20, CUL20J2, CUL20J1, CUL15S1, CUL15J1
Lightolier | Calculite | C7L1520DL35KMCCLFT |  | Commercial | LED | Recessed downlights | 40 | N/A | 42.3 | 0.99 | 3500 | 78 | 35000 | 2010-08-16 |  | Qualified only with the following [trims/finishes/housings]: C7L15N1, C7L20R2, C7L20R1, C7L20N2EM, C7L20N2, C7L20N1EM, C7L20N1, C7L15N2, C7L15N1EM, C7L15R2, C7L15R1, C7L15N2EM, CUL15J2, CUL20S1, CUL20J2-20, CUL20J2, CUL20J1, CUL15S1, CUL15J1
Lightolier | Calculite | C7L1520DL35KMCCLP |  | Commercial | LED | Recessed downlights | 40 | N/A | 42.3 | 0.99 | 3500 | 78 | 35000 | 2010-08-16 |  | Qualified only with the following [trims/finishes/housings]: C7L15N1, C7L20R2, C7L20R1, C7L20N2EM, C7L20N2, C7L20N1EM, C7L20N1, C7L15N2, C7L15N1EM, C7L15R2, C7L15R1, C7L15N2EM, CUL15J2, CUL20S1, CUL20J2-20, CUL20J2, CUL20J1, CUL15S1, CUL15J1
Lightolier | Calculite | C7L1520DL35KMCCLW |  | Commercial | LED | Recessed downlights | 40 | N/A | 42.3 | 0.99 | 3500 | 78 | 35000 | 2010-08-16 |  | Qualified only with the following [trims/finishes/housings]: C7L15N1, C7L20R2, C7L20R1, C7L20N2EM, C7L20N2, C7L20N1EM, C7L20N1, C7L15N2, C7L15N1EM, C7L15R2, C7L15R1, C7L15N2EM, CUL15J2, CUL20S1, CUL20J2-20, CUL20J2, CUL20J1, CUL15S1, CUL15J1
Lightolier | Calculite | C7L1520DL35KMCLFT |  | Commercial | LED | Recessed downlights | 40 | N/A | 42.3 | 0.99 | 3500 | 78 | 35000 | 2010-08-16 |  | Qualified only with the following [trims/finishes/housings]: C7L15N1, C7L20R2, C7L20R1, C7L20N2EM, C7L20N2, C7L20N1EM, C7L20N1, C7L15N2, C7L15N1EM, C7L15R2, C7L15R1, C7L15N2EM, CUL15J2, CUL20S1, CUL20J2-20, CUL20J2, CUL20J1, CUL15S1, CUL15J1
Lightolier | Calculite | C7L1520DL35KMCLP |  | Commercial | LED | Recessed downlights | 40 | N/A | 42.3 | 0.99 | 3500 | 78 | 35000 | 2010-08-16 |  | Qualified only with the following [trims/finishes/housings]: C7L15N1, C7L20R2, C7L20R1, C7L20N2EM, C7L20N2, C7L20N1EM, C7L20N1, C7L15N2, C7L15N1EM, C7L15R2, C7L15R1, C7L15N2EM, CUL15J2, CUL20S1, CUL20J2-20, CUL20J2, CUL20J1, CUL15S1, CUL15J1
Lightolier | Calculite | C7L1520DL35KMCLW |  | Commercial | LED | Recessed downlights | 40 | N/A | 42.3 | 0.99 | 3500 | 78 | 35000 | 2010-08-16 |  | Qualified only with the following [trims/finishes/housings]: C7L15N1, C7L20R2, C7L20R1, C7L20N2EM, C7L20N2, C7L20N1EM, C7L20N1, C7L15N2, C7L15N1EM, C7L15R2, C7L15R1, C7L15N2EM, CUL15J2, CUL20S1, CUL20J2-20, CUL20J2, CUL20J1, CUL15S1, CUL15J1
Lightolier | Calculite | C7L1520DL35KWCCDFT |  | Commercial | LED | Recessed downlights | 40 | N/A | 42.3 | 0.99 | 3500 | 78 | 35000 | 2010-08-16 |  | Qualified only with the following [trims/finishes/housings]: C7L15N1, C7L20R2, C7L20R1, C7L20N2EM, C7L20N2, C7L20N1EM, C7L20N1, C7L15N2, C7L15N1EM, C7L15R2, C7L15R1, C7L15N2EM, CUL15J2, CUL20S1, CUL20J2-20, CUL20J2, CUL20J1, CUL15S1, CUL15J1
Lightolier | Calculite | C7L1520DL35KWCCDP |  | Commercial | LED | Recessed downlights | 40 | N/A | 42.3 | 0.99 | 3500 | 78 | 35000 | 2010-08-16 |  | Qualified only with the following [trims/finishes/housings]: C7L15N1, C7L20R2, C7L20R1, C7L20N2EM, C7L20N2, C7L20N1EM, C7L20N1, C7L15N2, C7L15N1EM, C7L15R2, C7L15R1, C7L15N2EM, CUL15J2, CUL20S1, CUL20J2-20, CUL20J2, CUL20J1, CUL15S1, CUL15J1
Lightolier | Calculite | C7L1520DL35KWCCDW |  | Commercial | LED | Recessed downlights | 40 | N/A | 42.3 | 0.99 | 3500 | 78 | 35000 | 2010-08-16 |  | Qualified only with the following [trims/finishes/housings]: C7L15N1, C7L20R2, C7L20R1, C7L20N2EM, C7L20N2, C7L20N1EM, C7L20N1, C7L15N2, C7L15N1EM, C7L15R2, C7L15R1, C7L15N2EM, CUL15J2, CUL20S1, CUL20J2-20, CUL20J2, CUL20J1, CUL15S1, CUL15J1
Lightolier | Calculite | C7L1520DL35KWCCLFT |  | Commercial | LED | Recessed downlights | 40 | N/A | 42.3 | 0.99 | 3500 | 78 | 35000 | 2010-08-16 |  | Qualified only with the following [trims/finishes/housings]: C7L15N1, C7L20R2, C7L20R1, C7L20N2EM, C7L20N2, C7L20N1EM, C7L20N1, C7L15N2, C7L15N1EM, C7L15R2, C7L15R1, C7L15N2EM, CUL15J2, CUL20S1, CUL20J2-20, CUL20J2, CUL20J1, CUL15S1, CUL15J1
Lightolier | Calculite | C7L1520DL35KWCCLP |  | Commercial | LED | Recessed downlights | 40 | N/A | 42.3 | 0.99 | 3500 | 78 | 35000 | 2010-08-16 |  | Qualified only with the following [trims/finishes/housings]: C7L15N1, C7L20R2, C7L20R1, C7L20N2EM, C7L20N2, C7L20N1EM, C7L20N1, C7L15N2, C7L15N1EM, C7L15R2, C7L15R1, C7L15N2EM, CUL15J2, CUL20S1, CUL20J2-20, CUL20J2, CUL20J1, CUL15S1, CUL15J1
Lightolier | Calculite | C7L1520DL35KWCCLW |  | Commercial | LED | Recessed downlights | 40 | N/A | 42.3 | 0.99 | 3500 | 78 | 35000 | 2010-08-16 |  | Qualified only with the following [trims/finishes/housings]: C7L15N1, C7L20R2, C7L20R1, C7L20N2EM, C7L20N2, C7L20N1EM, C7L20N1, C7L15N2, C7L15N1EM, C7L15R2, C7L15R1, C7L15N2EM, CUL15J2, CUL20S1, CUL20J2-20, CUL20J2, CUL20J1, CUL15S1, CUL15J1
Lightolier | Calculite | C7L1520DL35KWCLFT |  | Commercial | LED | Recessed downlights | 40 | N/A | 42.3 | 0.99 | 3500 | 78 | 35000 | 2010-08-16 |  | Qualified only with the following [trims/finishes/housings]: C7L15N1, C7L20R2, C7L20R1, C7L20N2EM, C7L20N2, C7L20N1EM, C7L20N1, C7L15N2, C7L15N1EM, C7L15R2, C7L15R1, C7L15N2EM, CUL15J2, CUL20S1, CUL20J2-20, CUL20J2, CUL20J1, CUL15S1, CUL15J1
Lightolier | Calculite | C7L1520DL35KWCLP |  | Commercial | LED | Recessed downlights | 40 | N/A | 42.3 | 0.99 | 3500 | 78 | 35000 | 2010-08-16 |  | Qualified only with the following [trims/finishes/housings]: C7L15N1, C7L20R2, C7L20R1, C7L20N2EM, C7L20N2, C7L20N1EM, C7L20N1, C7L15N2, C7L15N1EM, C7L15R2, C7L15R1, C7L15N2EM, CUL15J2, CUL20S1, CUL20J2-20, CUL20J2, CUL20J1, CUL15S1, CUL15J1
Lightolier | Calculite | C7L1520DL35KWCLW |  | Commercial | LED | Recessed downlights | 40 | N/A | 42.3 | 0.99 | 3500 | 78 | 35000 | 2010-08-16 |  | Qualified only with the following [trims/finishes/housings]: C7L15N1, C7L20R2, C7L20R1, C7L20N2EM, C7L20N2, C7L20N1EM, C7L20N1, C7L15N2, C7L15N1EM, C7L15R2, C7L15R1, C7L15N2EM, CUL15J2, CUL20S1, CUL20J2-20, CUL20J2, CUL20J1, CUL15S1, CUL15J1
Lightolier | Calculite | C7L1520DL40KMCCDFT |  | Commercial | LED | Recessed downlights | 40 | N/A | 42.3 | 0.99 | 4000 | 78 | 35000 | 2010-08-16 |  | Qualified only with the following [trims/finishes/housings]: C7L15N1, C7L20R2, C7L20R1, C7L20N2EM, C7L20N2, C7L20N1EM, C7L20N1, C7L15N2, C7L15N1EM, C7L15R2, C7L15R1, C7L15N2EM, CUL15J2, CUL20S1, CUL20J2-20, CUL20J2, CUL20J1, CUL15S1, CUL15J1
Lightolier | Calculite | C7L1520DL40KMCCDP |  | Commercial | LED | Recessed downlights | 40 | N/A | 42.3 | 0.99 | 4000 | 78 | 35000 | 2010-08-16 |  | Qualified only with the following [trims/finishes/housings]: C7L15N1, C7L20R2, C7L20R1, C7L20N2EM, C7L20N2, C7L20N1EM, C7L20N1, C7L15N2, C7L15N1EM, C7L15R2, C7L15R1, C7L15N2EM, CUL15J2, CUL20S1, CUL20J2-20, CUL20J2, CUL20J1, CUL15S1, CUL15J1
Lightolier | Calculite | C7L1520DL40KMCCDW |  | Commercial | LED | Recessed downlights | 40 | N/A | 42.3 | 0.99 | 4000 | 78 | 35000 | 2010-08-16 |  | Qualified only with the following [trims/finishes/housings]: C7L15N1, C7L20R2, C7L20R1, C7L20N2EM, C7L20N2, C7L20N1EM, C7L20N1, C7L15N2, C7L15N1EM, C7L15R2, C7L15R1, C7L15N2EM, CUL15J2, CUL20S1, CUL20J2-20, CUL20J2, CUL20J1, CUL15S1, CUL15J1
Lightolier | Calculite | C7L1520DL40KMCCLFT |  | Commercial | LED | Recessed downlights | 40 | N/A | 42.3 | 0.99 | 4000 | 78 | 35000 | 2010-08-16 |  | Qualified only with the following [trims/finishes/housings]: C7L15N1, C7L20R2, C7L20R1, C7L20N2EM, C7L20N2, C7L20N1EM, C7L20N1, C7L15N2, C7L15N1EM, C7L15R2, C7L15R1, C7L15N2EM, CUL15J2, CUL20S1, CUL20J2-20, CUL20J2, CUL20J1, CUL15S1, CUL15J1
Lightolier | Calculite | C7L1520DL40KMCCLP |  | Commercial | LED | Recessed downlights | 40 | N/A | 42.3 | 0.99 | 4000 | 78 | 35000 | 2010-08-16 |  | Qualified only with the following [trims/finishes/housings]: C7L15N1, C7L20R2, C7L20R1, C7L20N2EM, C7L20N2, C7L20N1EM, C7L20N1, C7L15N2, C7L15N1EM, C7L15R2, C7L15R1, C7L15N2EM, CUL15J2, CUL20S1, CUL20J2-20, CUL20J2, CUL20J1, CUL15S1, CUL15J1
Lightolier | Calculite | C7L1520DL40KMCCLW |  | Commercial | LED | Recessed downlights | 40 | N/A | 42.3 | 0.99 | 4000 | 78 | 35000 | 2010-08-16 |  | Qualified only with the following [trims/finishes/housings]: C7L15N1, C7L20R2, C7L20R1, C7L20N2EM, C7L20N2, C7L20N1EM, C7L20N1, C7L15N2, C7L15N1EM, C7L15R2, C7L15R1, C7L15N2EM, CUL15J2, CUL20S1, CUL20J2-20, CUL20J2, CUL20J1, CUL15S1, CUL15J1
Lightolier | Calculite | C7L1520DL40KMCLFT |  | Commercial | LED | Recessed downlights | 40 | N/A | 42.3 | 0.99 | 4000 | 78 | 35000 | 2010-08-16 |  | Qualified only with the following [trims/finishes/housings]: C7L15N1, C7L20R2, C7L20R1, C7L20N2EM, C7L20N2, C7L20N1EM, C7L20N1, C7L15N2, C7L15N1EM, C7L15R2, C7L15R1, C7L15N2EM, CUL15J2, CUL20S1, CUL20J2-20, CUL20J2, CUL20J1, CUL15S1, CUL15J1
Lightolier | Calculite | C7L1520DL40KMCLP |  | Commercial | LED | Recessed downlights | 40 | N/A | 42.3 | 0.99 | 4000 | 78 | 35000 | 2010-08-16 |  | Qualified only with the following [trims/finishes/housings]: C7L15N1, C7L20R2, C7L20R1, C7L20N2EM, C7L20N2, C7L20N1EM, C7L20N1, C7L15N2, C7L15N1EM, C7L15R2, C7L15R1, C7L15N2EM, CUL15J2, CUL20S1, CUL20J2-20, CUL20J2, CUL20J1, CUL15S1, CUL15J1
Lightolier | Calculite | C7L1520DL40KMCLW |  | Commercial | LED | Recessed downlights | 40 | N/A | 42.3 | 0.99 | 4000 | 78 | 35000 | 2010-08-16 |  | Qualified only with the following [trims/finishes/housings]: C7L15N1, C7L20R2, C7L20R1, C7L20N2EM, C7L20N2, C7L20N1EM, C7L20N1, C7L15N2, C7L15N1EM, C7L15R2, C7L15R1, C7L15N2EM, CUL15J2, CUL20S1, CUL20J2-20, CUL20J2, CUL20J1, CUL15S1, CUL15J1
Lightolier | Calculite | C7L1520DL40KWCCDFT |  | Commercial | LED | Recessed downlights | 40 | N/A | 42.3 | 0.99 | 4000 | 78 | 35000 | 2010-08-16 |  | Qualified only with the following [trims/finishes/housings]: C7L15N1, C7L20R2, C7L20R1, C7L20N2EM, C7L20N2, C7L20N1EM, C7L20N1, C7L15N2, C7L15N1EM, C7L15R2, C7L15R1, C7L15N2EM, CUL15J2, CUL20S1, CUL20J2-20, CUL20J2, CUL20J1, CUL15S1, CUL15J1
Lightolier | Calculite | C7L1520DL40KWCCDP |  | Commercial | LED | Recessed downlights | 40 | N/A | 42.3 | 0.99 | 4000 | 78 | 35000 | 2010-08-16 |  | Qualified only with the following [trims/finishes/housings]: C7L15N1, C7L20R2, C7L20R1, C7L20N2EM, C7L20N2, C7L20N1EM, C7L20N1, C7L15N2, C7L15N1EM, C7L15R2, C7L15R1, C7L15N2EM, CUL15J2, CUL20S1, CUL20J2-20, CUL20J2, CUL20J1, CUL15S1, CUL15J1
Lightolier | Calculite | C7L1520DL40KWCCDW |  | Commercial | LED | Recessed downlights | 40 | N/A | 42.3 | 0.99 | 4000 | 78 | 35000 | 2010-08-16 |  | Qualified only with the following [trims/finishes/housings]: C7L15N1, C7L20R2, C7L20R1, C7L20N2EM, C7L20N2, C7L20N1EM, C7L20N1, C7L15N2, C7L15N1EM, C7L15R2, C7L15R1, C7L15N2EM, CUL15J2, CUL20S1, CUL20J2-20, CUL20J2, CUL20J1, CUL15S1, CUL15J1
Lightolier | Calculite | C7L1520DL40KWCCLFT |  | Commercial | LED | Recessed downlights | 40 | N/A | 42.3 | 0.99 | 4000 | 78 | 35000 | 2010-08-16 |  | Qualified only with the following [trims/finishes/housings]: C7L15N1, C7L20R2, C7L20R1, C7L20N2EM, C7L20N2, C7L20N1EM, C7L20N1, C7L15N2, C7L15N1EM, C7L15R2, C7L15R1, C7L15N2EM, CUL15J2, CUL20S1, CUL20J2-20, CUL20J2, CUL20J1, CUL15S1, CUL15J1
Lightolier | Calculite | C7L1520DL40KWCCLP |  | Commercial | LED | Recessed downlights | 40 | N/A | 42.3 | 0.99 | 4000 | 78 | 35000 | 2010-08-16 |  | Qualified only with the following [trims/finishes/housings]: C7L15N1, C7L20R2, C7L20R1, C7L20N2EM, C7L20N2, C7L20N1EM, C7L20N1, C7L15N2, C7L15N1EM, C7L15R2, C7L15R1, C7L15N2EM, CUL15J2, CUL20S1, CUL20J2-20, CUL20J2, CUL20J1, CUL15S1, CUL15J1
Lightolier | Calculite | C7L1520DL40KWCCLW |  | Commercial | LED | Recessed downlights | 40 | N/A | 42.3 | 0.99 | 4000 | 78 | 35000 | 2010-08-16 |  | Qualified only with the following [trims/finishes/housings]: C7L15N1, C7L20R2, C7L20R1, C7L20N2EM, C7L20N2, C7L20N1EM, C7L20N1, C7L15N2, C7L15N1EM, C7L15R2, C7L15R1, C7L15N2EM, CUL15J2, CUL20S1, CUL20J2-20, CUL20J2, CUL20J1, CUL15S1, CUL15J1
Lightolier | Calculite | C7L1520DL40KWCLFT |  | Commercial | LED | Recessed downlights | 40 | N/A | 42.3 | 0.99 | 4000 | 78 | 35000 | 2010-08-16 |  | Qualified only with the following [trims/finishes/housings]: C7L15N1, C7L20R2, C7L20R1, C7L20N2EM, C7L20N2, C7L20N1EM, C7L20N1, C7L15N2, C7L15N1EM, C7L15R2, C7L15R1, C7L15N2EM, CUL15J2, CUL20S1, CUL20J2-20, CUL20J2, CUL20J1, CUL15S1, CUL15J1
Lightolier | Calculite | C7L1520DL40KWCLP |  | Commercial | LED | Recessed downlights | 40 | N/A | 42.3 | 0.99 | 4000 | 78 | 35000 | 2010-08-16 |  | Qualified only with the following [trims/finishes/housings]: C7L15N1, C7L20R2, C7L20R1, C7L20N2EM, C7L20N2, C7L20N1EM, C7L20N1, C7L15N2, C7L15N1EM, C7L15R2, C7L15R1, C7L15N2EM, CUL15J2, CUL20S1, CUL20J2-20, CUL20J2, CUL20J1, CUL15S1, CUL15J1
Lightolier | Calculite | C7L1520DL40KWCLW |  | Commercial | LED | Recessed downlights | 40 | N/A | 42.3 | 0.99 | 4000 | 78 | 35000 | 2010-08-16 |  | Qualified only with the following [trims/finishes/housings]: C7L15N1, C7L20R2, C7L20R1, C7L20N2EM, C7L20N2, C7L20N1EM, C7L20N1, C7L15N2, C7L15N1EM, C7L15R2, C7L15R1, C7L15N2EM, CUL15J2, CUL20S1, CUL20J2-20, CUL20J2, CUL20J1, CUL15S1, CUL15J1
Lightolier | Lightolier | 1000LED09R271 |  | Commercial | LED | Recessed downlights | 20.8 | N/A | 37.1 | 0.9 | 2700 | 81 | 35000 | 2010-08-16
Lightolier | Lightolier | 1000LED09R27D1 |  | Commercial | LED | Recessed downlights | 20.8 | N/A | 37.1 | 0.9 | 2700 | 81 | 35000 | 2010-08-16 | Dimmable
Lightolier | Lightolier | 1000LED09R351 |  | Commercial | LED | Recessed downlights | 20.8 | N/A | 37.1 | 0.9 | 3500 | 81 | 35000 | 2010-08-16
Lightolier | Lightolier | 1000LED09R35D1 |  | Commercial | LED | Recessed downlights | 20.8 | N/A | 37.1 | 0.9 | 3500 | 81 | 35000 | 2010-08-16 | Dimmable
Lightolier | Lightolier | 1001LED09N271 |  | Commercial | LED | Recessed downlights | 20.8 | N/A | 37.1 | 0.9 | 2700 | 81 | 35000 | 2010-08-16
Lightolier | Lightolier | 1001LED09N271EM |  | Commercial | LED | Recessed downlights | 20.8 | N/A | 37.1 | 0.9 | 2700 | 81 | 35000 | 2010-08-16
Lightolier | Lightolier | 1001LED09N272 |  | Commercial | LED | Recessed downlights | 20.8 | N/A | 37.1 | 0.9 | 2700 | 81 | 35000 | 2010-08-16
Lightolier | Lightolier | 1001LED09N272EM |  | Commercial | LED | Recessed downlights | 20.8 | N/A | 37.1 | 0.9 | 2700 | 81 | 35000 | 2010-08-16
Lightolier | Lightolier | 1001LED09N27D1 |  | Commercial | LED | Recessed downlights | 20.8 | N/A | 37.1 | 0.9 | 2700 | 81 | 35000 | 2010-08-16 | Dimmable
Lightolier | Lightolier | 1001LED09N351 |  | Commercial | LED | Recessed downlights | 20.8 | N/A | 37.1 | 0.9 | 3500 | 81 | 35000 | 2010-08-16
Lightolier | Lightolier | 1001LED09N351EM |  | Commercial | LED | Recessed downlights | 20.8 | N/A | 37.1 | 0.9 | 3500 | 81 | 35000 | 2010-08-16
Lightolier | Lightolier | 1001LED09N352 |  | Commercial | LED | Recessed downlights | 20.8 | N/A | 37.1 | 0.9 | 3500 | 81 | 35000 | 2010-08-16
Lightolier | Lightolier | 1001LED09N352EM |  | Commercial | LED | Recessed downlights | 20.8 | N/A | 37.1 | 0.9 | 3500 | 81 | 35000 | 2010-08-16
Lightolier | Lightolier | 1001LED09N35D1 |  | Commercial | LED | Recessed downlights | 20.8 | N/A | 37.1 | 0.9 | 3500 | 81 | 35000 | 2010-08-16 | Dimmable
Lightolier | Lightolier | 1100LED09R271 |  | Commercial | LED | Recessed downlights | 20.8 | N/A | 37.1 | 0.9 | 2700 | 81 | 35000 | 2010-08-16
Lightolier | Lightolier | 1100LED09R27D1 |  | Commercial | LED | Recessed downlights | 20.8 | N/A | 37.1 | 0.9 | 2700 | 81 | 35000 | 2010-08-16 | Dimmable
Lightolier | Lightolier | 1100LED09R351 |  | Commercial | LED | Recessed downlights | 20.8 | N/A | 37.1 | 0.9 | 3500 | 81 | 35000 | 2010-08-16
Lightolier | Lightolier | 1100LED09R35D1 |  | Commercial | LED | Recessed downlights | 20.8 | N/A | 37.1 | 0.9 | 3500 | 81 | 35000 | 2010-08-16 | Dimmable
Lightolier | Lightolier | 1101LED09N271 |  | Commercial | LED | Recessed downlights | 20.8 | N/A | 37.1 | 0.9 | 2700 | 81 | 35000 | 2010-08-16
Lightolier | Lightolier | 1101LED09N271EM |  | Commercial | LED | Recessed downlights | 20.8 | N/A | 37.1 | 0.9 | 2700 | 81 | 35000 | 2010-08-16
Lightolier | Lightolier | 1101LED09N272 |  | Commercial | LED | Recessed downlights | 20.8 | N/A | 37.1 | 0.9 | 2700 | 81 | 35000 | 2010-08-16
Lightolier | Lightolier | 1101LED09N272EM |  | Commercial | LED | Recessed downlights | 20.8 | N/A | 37.1 | 0.9 | 2700 | 81 | 35000 | 2010-08-16
Lightolier | Lightolier | 1101LED09N27D1 |  | Commercial | LED | Recessed downlights | 20.8 | N/A | 37.1 | 0.9 | 2700 | 81 | 35000 | 2010-08-16 | Dimmable
Lightolier | Lightolier | 1101LED09N351 |  | Commercial | LED | Recessed downlights | 20.8 | N/A | 37.1 | 0.9 | 3500 | 81 | 35000 | 2010-08-16
Lightolier | Lightolier | 1101LED09N351EM |  | Commercial | LED | Recessed downlights | 20.8 | N/A | 37.1 | 0.9 | 3500 | 81 | 35000 | 2010-08-16
Lightolier | Lightolier | 1101LED09N352 |  | Commercial | LED | Recessed downlights | 20.8 | N/A | 37.1 | 0.9 | 3500 | 81 | 35000 | 2010-08-16
Lightolier | Lightolier | 1101LED09N352EM |  | Commercial | LED | Recessed downlights | 20.8 | N/A | 37.1 | 0.9 | 3500 | 81 | 35000 | 2010-08-16
Lightolier | Lightolier | 1101LED09N35D1 |  | Commercial | LED | Recessed downlights | 20.8 | N/A | 37.1 | 0.9 | 3500 | 81 | 35000 | 2010-08-16 | Dimmable
Lightolier | Lytecaster | L56LED09S271 |  | Commercial | LED | Recessed downlights | 18.9 | N/A | 38 | 0.9 | 2700 | 81 | 35000 | 2010-05-05 |  | Qualified only with the following [trims/finishes/housings]: http://www.lightolier.com/MKACatpdfs/L56LED09S.PDF
Lightolier | Lytecaster | L56LED09S271 |  | Commercial | LED | Recessed downlights | 18.9 | N/A | 37 | 0.9 | 2700 | 83 | 35000 | 2010-05-05 |  | Qualified only with the following [trims/finishes/housings]: http://www.lightolier.com/MKACatpdfs/L56LED09S.PDF
Lightolier | Lytecaster | L56LED09S27D1 |  | Commercial | LED | Recessed downlights | 23.7 | N/A | 35.2 | 0.9 | 2700 | 81 | 35000 | 2010-05-05 | Dimmable | Qualified only with the following [trims/finishes/housings]: http://www.lightolier.com/MKACatpdfs/L56LED09SD.PDF
Lightolier | Lytecaster | L56LED09S27D1 |  | Commercial | LED | Recessed downlights | 23.9 | N/A | 35 | 0.9 | 2700 | 81 | 35000 | 2010-05-05 | Dimmable | Qualified only with the following [trims/finishes/housings]: http://www.lightolier.com/MKACatpdfs/L56LED09SD.PDF
Lightolier | Lytecaster | L56LED09S351 |  | Commercial | LED | Recessed downlights | 19.4 | N/A | 35 | 0.9 | 3500 | 84 | 35000 | 2010-05-05 |  | Qualified only with the following [trims/finishes/housings]: http://www.lightolier.com/MKACatpdfs/L56LED09S.PDF
Lightolier | Lytecaster | L56LED09S351 |  | Commercial | LED | Recessed downlights | 19.4 | N/A | 39 | 0.9 | 3500 | 84 | 35000 | 2010-05-05 |  | Qualified only with the following [trims/finishes/housings]: http://www.lightolier.com/MKACatpdfs/L56LED09S.PDF
Lightolier | Lytecaster | L56LED09S35D1 |  | Commercial | LED | Recessed downlights | 24.7 | N/A | 35 | 0.9 | 3500 | 83 | 35000 | 2010-05-05 | Dimmable | Qualified only with the following [trims/finishes/housings]: http://www.lightolier.com/MKACatpdfs/L56LED09SD.PDF
Lightolier | Lytecaster | L56LED09S35D1 |  | Commercial | LED | Recessed downlights | 24.7 | N/A | 40 | 0.9 | 3500 | 84 | 35000 | 2010-05-05 | Dimmable | Qualified only with the following [trims/finishes/housings]: http://www.lightolier.com/MKACatpdfs/L56LED09SD.PDF
Lithonia Lighting | Lithonia Lighting | DOM 6 LED 600L |  | Both | LED | Recessed downlights | 15.7 | N/A | 35.02 | 0.97 | 3500 | 79.7 | 35000 | 2010-01-27
Lithonia Lighting | Lithonia Lighting | DOM 6 LED 900L |  | Both | LED | Recessed downlights | 23 | N/A | 37.07 | 0.995 | 3500 | 79.7 | 35000 | 2010-01-27
Lithonia Lighting | Lithonia Lighting | DOM 8 LED 1200L |  | Both | LED | Recessed downlights | 25.04 | N/A | 45.73 | 0.97 | 3500 | 81.7 | 35000 | 2010-01-27
Lithonia Lighting | Lithonia Lighting | DOM 8 LED 1500L |  | Both | LED | Recessed downlights | 35 | N/A | 44.12 | 0.98 | 3500 | 82.4 | 35000 | 2010-01-27
Lithonia Lighting | Lithonia Lighting | RAZ12 |  | Both | LED | Under-cabinet kitchen | 7.12 | N/A | 33.58 | 0.99 | 3000 | 84.8 | 35000 | 2010-02-17 | Dimmable | Qualified only with the following power supplies: RAZTRANS24 120
Lithonia Lighting | Lithonia Lighting | RAZ18 |  | Both | LED | Under-cabinet kitchen | 9.7 | N/A | 36.3 | 0.99 | 3000 | 84.8 | 35000 | 2010-02-17 | Dimmable | Qualified only with the following power supplies: RAZTRANS24 120
Lithonia Lighting | Lithonia Lighting | RAZ24 |  | Both | LED | Under-cabinet kitchen | 13.1 | N/A | 33.6 | 0.99 | 3000 | 84.8 | 35000 | 2010-02-17 | Dimmable | Qualified only with the following power supplies: RAZTRANS24 120
Lithonia Lighting | Lithonia Lighting | REAL6 D6A ESL |  | Both | LED | Recessed downlights | 11.19 | N/A | 61.31 | 0.948 | 3000 | 79.4 | 35000 | 2011-03-15 | Dimmable
Lithonia Lighting | Lithonia Lighting | REAL6 D6AZ ESL |  | Both | LED | Recessed downlights | 11.19 | N/A | 61.31 | 0.948 | 3000 | 79.4 | 35000 | 2011-03-15 | Dimmable
Lithonia Lighting | Lithonia Lighting | REAL6 D6BLZ ESL |  | Both | LED | Recessed downlights | 11.19 | N/A | 61.31 | 0.948 | 3000 | 79.4 | 35000 | 2011-03-29 | Dimmable
Lithonia Lighting | Lithonia Lighting | REAL6 D6BN ESL |  | Both | LED | Recessed downlights | 11.19 | N/A | 61.31 | 0.948 | 3000 | 79.4 | 35000 | 2011-03-28 | Dimmable
Lithonia Lighting | Lithonia Lighting | REAL6 D6BZA ESL |  | Both | LED | Recessed downlights | 11.19 | N/A | 61.31 | 0.948 | 3000 | 79.4 | 35000 | 2011-03-29 | Dimmable
Lithonia Lighting | Lithonia Lighting | REAL6 D6MW ESL |  | Both | LED | Recessed downlights | 11.19 | N/A | 61.31 | 0.948 | 3000 | 79.4 | 35000 | 2011-02-15 | Dimmable
Lithonia Lighting | Lithonia Lighting | REAL6 D6ORB ESL |  | Both | LED | Recessed downlights | 11.19 | N/A | 61.31 | 0.948 | 3000 | 79.4 | 35000 | 2011-03-28 | Dimmable
Lithonia Lighting | Lithonia Lighting | REAL6 D6WT ESL |  | Both | LED | Recessed downlights | 11.19 | N/A | 61.31 | 0.948 | 3000 | 79.4 | 35000 | 2011-03-29 | Dimmable
Megalight Inc. | MegaLight | DL6 |  | Both | LED | Recessed downlights | 14 | N/A | 44.8 | 0.96 | 3000 | 84 | 35000 | 2011-09-15 | Dimmable
Micron Technology, Inc. | Micron | APR601-000 |  | Both | LED | Recessed downlights | 12.25 | N/A | 60 | 0.9 | 2700 | 78 | 25000 | 2011-09-12
Micron Technology, Inc. | Micron | APR602-000 |  | Both | LED | Recessed downlights | 12.25 | N/A | 60 | 0.9 | 2700 | 78 | 25000 | 2011-09-12
Micron Technology, Inc. | Micron | APR603-000 |  | Both | LED | Recessed downlights | 12.25 | N/A | 60 | 0.9 | 2700 | 78 | 25000 | 2011-09-12
Neo-Neon International Ltd | Neo-Neon | 91604 |  | Residential | LED | Surface-mounted with directional heads | 14.4 | N/A | 49.8 | 0.88 | 3000 | 81 | 25000 | 2010-05-10
Neo-Neon International Ltd | Neo-Neon | B0161 |  | Residential | LED | Recessed downlights | 12.56 | N/A | 50.4 | 0.951 | 3500 | 95 | 25000 | 2009-12-04
Neo-Neon International Ltd | Neo-Neon | B0611 |  | Both | LED | Recessed downlights | 12.9 | N/A | 45.5 | 0.95 | 3000 | 83 | 35000 | 2010-08-25 | Dimmable
Nora Lighting | Nora Lighting | NLEDC-5 |  | Both | LED | Recessed downlights | 11.7 | N/A | 54 | 0.87 | 3000 | 86 | 35000 | 2010-12-15 | Dimmable
Nora Lighting | Nora Lighting | NLEDC-6 |  | Both | LED | Recessed downlights | 11.7 | N/A | 54 | 0.87 | 3000 | 86 | 35000 | 2010-12-15 | Dimmable
Nora Lighting | Nora Lighting | NLEDR-5 |  | Both | LED | Recessed downlights | 11.7 | N/A | 54 | 0.87 | 3000 | 86 | 35000 | 2010-12-15 | Dimmable
Nora Lighting | Nora Lighting | NLEDR-6 |  | Both | LED | Recessed downlights | 11.7 | N/A | 54 | 0.87 | 3000 | 86 | 35000 | 2010-12-15 | Dimmable
Nora Lighting | Nora Lighting | NTR-6LED30 |  | Both | LED | Recessed downlights | 16.9 | N/A | 36.4 | 0.93 | 3000 | 80 | 35000 | 2010-07-09 | Dimmable
Nora Lighting | Nora Lighting | NTR-6LED42 |  | Both | LED | Recessed downlights | 16.9 | N/A | 36.4 | 0.93 | 4000 | 80 | 35000 | 2010-07-09 | Dimmable
Pathway Lighting Products, Inc. | Pathway | 4SQLED10035K* |  | Commercial | LED | Recessed downlights | 19 | N/A | 44.9 | 0.99 | 3500 | 77 | 35000 | 2010-10-08 | Dimmable | * Qualified only with the following [trim/finish/housing] options: EM = Emergency power pack, SCLPF = soft specular clear alzak, HAZPF = haze alzak, ICE4 = decorative glass accessory, #101782 = #520 Caddy Bars, #9152 = 52" C-Channel, #9127 = 27" C-Channel, 27BH = 27" Solid Bar
Pathway Lighting Products, Inc. | Pathway | 4SQLED110040K* |  | Commercial | LED | Recessed downlights | 19 | N/A | 44.9 | 0.99 | 3500 | 77 | 35000 | 2010-10-08 | Dimmable | * Qualified only with the following [trim/finish/housing] options: EM = Emergency power pack, SCLPF = soft specular clear alzak, HAZPF = haze alzak, ICE4 = decorative glass accessory, #101782 = #520 Caddy Bars, #9152 = 52" C-Channel, #9127 = 27" C-Channel, 27BH = 27" Solid Bar
Pathway Lighting Products, Inc. | Pathway | 4SQLED200035K* |  | Commercial | LED | Recessed downlights | 36.3 | N/A | 44.1 | 0.99 | 3500 | 76 | 35000 | 2010-10-08 | Dimmable | * Qualified only with the following [trim/finish/housing] options: EM = Emergency power pack, SCLPF = soft specular clear alzak, HAZPF = haze alzak, ICE4 = decorative glass accessory, #101782 = #520 Caddy Bars, #9152 = 52" C-Channel, #9127 = 27" C-Channel, 27BH = 27" Solid Bar
Pathway Lighting Products, Inc. | Pathway | 4SQLED200040K* |  | Commercial | LED | Recessed downlights | 36.3 | N/A | 44.1 | 0.99 | 4000 | 76 | 35000 | 2010-10-08 | Dimmable | * Qualified only with the following [trim/finish/housing] options: EM = Emergency power pack, SCLPF = soft specular clear alzak, HAZPF = haze alzak, ICE4 = decorative glass accessory, #101782 = #520 Caddy Bars, #9152 = 52" C-Channel, #9127 = 27" C-Channel, 27BH = 27" Solid Bar
Pathway Lighting Products, Inc. | Pathway | 4VLED110035K* |  | Commercial | LED | Recessed downlights | 18.8 | N/A | 45.1 | 0.99 | 3500 | 76 | 35000 | 2010-10-08 | Dimmable | * Qualified only with the following [trim/finish/housing] options: EM = Emergency power pack, SCLPF = soft specular clear alzak, HAZPF = haze alzak, ICE4 = decorative glass accessory, #101782 = #520 Caddy Bars, #9152 = 52" C-Channel, #9127 = 27" C-Channel, 27BH = 27" Solid Bar
Pathway Lighting Products, Inc. | Pathway | 4VLED11003K w/ 4VLEDHAZPF trim |  | Both | LED | Recessed downlights | 17.68 | N/A | 49 | 0.9 | 3000 | 78 | 25000 | 2011-09-26 | Dimmable | capability of 0-10V dimming provided standard with product
Pathway Lighting Products, Inc. | Pathway | 4VLED11003K w/ 4VLEDSCLPF trim |  | Both | LED | Recessed downlights | 17.68 | N/A | 54 | 0.9 | 3000 | 78 | 25000 | 2011-09-26 | Dimmable | capability of 0-10V dimming provided standard with product
Pathway Lighting Products, Inc. | Pathway | 4VLED11003K w/ 4VLEDWWHAZPF trim |  | Both | LED | Recessed downlights | 17.99 | N/A | 48 | 0.9 | 3000 | 78 | 25000 | 2011-09-26 | Dimmable | capability of 0-10V dimming provided standard with product
Pathway Lighting Products, Inc. | Pathway | 4VLED11003K w/ 4VLEDWWSCLPF trim |  | Both | LED | Recessed downlights | 17.97 | N/A | 52 | 0.9 | 3000 | 78 | 25000 | 2011-09-26 | Dimmable | capability of 0-10V dimming provided standard with product
Pathway Lighting Products, Inc. | Pathway | 4VLED110040K* |  | Commercial | LED | Recessed downlights | 18.8 | N/A | 45.1 | 0.99 | 4000 | 76 | 35000 | 2010-10-08 | Dimmable | * Qualified only with the following [trim/finish/housing] options: EM = Emergency power pack, SCLPF = soft specular clear alzak, HAZPF = haze alzak, ICE4 = decorative glass accessory, #101782 = #520 Caddy Bars, #9152 = 52" C-Channel, #9127 = 27" C-Channel, 27BH = 27" Solid Bar
Pathway Lighting Products, Inc. | Pathway | 4VLED200035K* |  | Commercial | LED | Recessed downlights | 35.6 | N/A | 45.7 | 0.99 | 3500 | 77 | 35000 | 2010-10-08 | Dimmable | * Qualified only with the following [trim/finish/housing] options: EM = Emergency power pack, SCLPF = soft specular clear alzak, HAZPF = haze alzak, ICE4 = decorative glass accessory, #101782 = #520 Caddy Bars, #9152 = 52" C-Channel, #9127 = 27" C-Channel, 27BH = 27" Solid Bar
Pathway Lighting Products, Inc. | Pathway | 4VLED200040K* |  | Commercial | LED | Recessed downlights | 35.6 | N/A | 45.7 | 0.99 | 4000 | 77 | 35000 | 2010-10-08 | Dimmable | * Qualified only with the following [trim/finish/housing] options: EM = Emergency power pack, SCLPF = soft specular clear alzak, HAZPF = haze alzak, ICE4 = decorative glass accessory, #101782 = #520 Caddy Bars, #9152 = 52" C-Channel, #9127 = 27" C-Channel, 27BH = 27" Solid Bar
Pathway Lighting Products, Inc. | Pathway | 4VLED8003K w/ 4VLEDHAZPF trim |  | Both | LED | Recessed downlights | 14.19 | N/A | 47 | 0.98 | 3000 | 77 | 25000 | 2011-09-26 | Dimmable | capability of 0-10V dimming provided standard with product
Pathway Lighting Products, Inc. | Pathway | 4VLED8003K w/ 4VLEDSCLPF trim |  | Both | LED | Recessed downlights | 14.18 | N/A | 52 | 0.98 | 3000 | 78 | 25000 | 2011-09-26 | Dimmable | capability of 0-10V dimming provided standard with product
Philips Solid-State Lighting Solutions, Inc. | Alkco | 523-000027-54Â Â | 523-000027-54Â Â | Both | LED | Under-cabinet shelf,Under-cabinet kitchen | 6.29 | N/A | 38.39 | 0.981 | 3000 | 78 | 35000 | 2011-08-22 | Dimmable | Individual Model Numbers may have prefix or suffix to denote minor changes such as luminaire finish.
Philips Solid-State Lighting Solutions, Inc. | Alkco | 523-000027-55Â Â | 523-000027-55Â Â | Both | LED | Under-cabinet shelf,Under-cabinet kitchen | 10.09 | N/A | 47.5 | 0.979 | 3000 | 79.1 | 35000 | 2011-08-22 | Dimmable | Individual Model Numbers may have prefix or suffix to denote minor changes such as luminaire finish.
Philips Solid-State Lighting Solutions, Inc. | Alkco | 523-000027-56 | 523-000027-56 | Both | LED | Under-cabinet shelf,Under-cabinet kitchen | 20.32 | N/A | 48.68 | 0.98 | 3000 | 78 | 35000 | 2011-08-22 | Dimmable | Individual Model Numbers may have prefix or suffix to denote minor changes such as luminaire finish.
Philips Solid-State Lighting Solutions, Inc. | Alkco | 523-000027-57 | 523-000027-57 | Commercial | LED | Under-cabinet shelf | 6.29 | N/A | 38.39 | 0.981 | 4000 | 78 | 35000 | 2011-08-22 | Dimmable | Individual Model Numbers may have prefix or suffix to denote minor changes such as luminaire finish.
Philips Solid-State Lighting Solutions, Inc. | Alkco | 523-000027-58 | 523-000027-58 | Commercial | LED | Under-cabinet shelf | 10.09 | N/A | 47.5 | 0.979 | 4000 | 79.1 | 35000 | 2011-08-22 | Dimmable | Individual Model Numbers may have prefix or suffix to denote minor changes such as luminaire finish.
Philips Solid-State Lighting Solutions, Inc. | Alkco | 523-000027-59 | 523-000027-59 | Commercial | LED | Under-cabinet shelf | 20.32 | N/A | 48.68 | 0.98 | 4000 | 78 | 35000 | 2011-08-22 | Dimmable | Individual Model Numbers may have prefix or suffix to denote minor changes such as luminaire finish.
Philips Solid-State Lighting Solutions, Inc. | PHILIPS | 523-000027-48 | 523-000027-48 | Both | LED | Under-cabinet shelf,Under-cabinet kitchen | 6.29 | N/A | 38.39 | 0.981 | 3000 | 78 | 35000 | 2011-08-10 | Dimmable | Individual Model Numbers may have prefix or suffix to denote minor changes such as luminaire finish.
Philips Solid-State Lighting Solutions, Inc. | PHILIPS | 523-000027-49 | 523-000027-49 | Both | LED | Under-cabinet shelf,Under-cabinet kitchen | 10.09 | N/A | 47.5 | 0.979 | 3000 | 79.1 | 35000 | 2011-08-10 | Dimmable | Individual Model Numbers may have prefix or suffix to denote minor changes such as luminaire finish.
Philips Solid-State Lighting Solutions, Inc. | PHILIPS | 523-000027-50 | 523-000027-50 | Both | LED | Under-cabinet shelf,Under-cabinet kitchen | 20.32 | N/A | 48.68 | 0.98 | 3000 | 78 | 35000 | 2011-08-10 | Dimmable | Individual Model Numbers may have prefix or suffix to denote minor changes such as luminaire finish.
Philips Solid-State Lighting Solutions, Inc. | PHILIPS | 523-000027-51 | 523-000027-51 | Commercial | LED | Under-cabinet shelf | 6.29 | N/A | 38.39 | 0.981 | 4000 | 78 | 35000 | 2011-08-10 | Dimmable | Individual Model Numbers may have prefix or suffix to denote minor changes such as luminaire finish.
Philips Solid-State Lighting Solutions, Inc. | PHILIPS | 523-000027-52 | 523-000027-52 | Commercial | LED | Under-cabinet shelf | 10.09 | N/A | 47.5 | 0.979 | 4000 | 79.1 | 35000 | 2011-08-10 | Dimmable | Individual Model Numbers may have prefix or suffix to denote minor changes such as luminaire finish.
Philips Solid-State Lighting Solutions, Inc. | PHILIPS | 523-000027-53 | 523-000027-53 | Commercial | LED | Under-cabinet shelf | 20.32 | N/A | 48.68 | 0.98 | 4000 | 78 | 35000 | 2011-08-10 | Dimmable | Individual Model Numbers may have prefix or suffix to denote minor changes such as luminaire finish.
Philips Solid-State Lighting Solutions, Inc. | Philips Color Kinetics | 523-000004-14 | eW Cove QLX Powercore | Commercial | LED | Under-cabinet shelf | 6 | N/A | 45.4 | 0.991 | 2700 | 82 | 35000 | 2010-03-05
Philips Solid-State Lighting Solutions, Inc. | Philips Color Kinetics | 523-000004-22 | eW Cove QLX Powercore | Commercial | LED | Under-cabinet shelf | 6 | N/A | 42.5 | 0.992 | 3000 | 82 | 35000 | 2010-02-12
Philips Solid-State Lighting Solutions, Inc. | Philips Color Kinetics | 523-000004-24 | eW Cove QLX Powercore | Commercial | LED | Under-cabinet shelf | 6 | N/A | 42.7 | 0.991 | 3500 | 85 | 35000 | 2010-02-12
Philips Solid-State Lighting Solutions, Inc. | Philips Color Kinetics | 523-000005-06 |  | Commercial | LED | Under-cabinet shelf | 4 | N/A | 36 | 0.994 | 2700 | 82 | 35000 | 2010-04-12
Philips Solid-State Lighting Solutions, Inc. | Philips Color Kinetics | 523-000009-00 | eW Downlight Powercore 65ï¿½, 2700K | Both | LED | Surface-mounted downlights | 15 | N/A | 35.2 | 0.98 | 2700 | 84 | 35000 | 2009-08-03 |  | Qualified only with the following: 120 V Ballast Module part number 523-000010-00.
Philips Solid-State Lighting Solutions, Inc. | Philips Color Kinetics | 523-000009-01 | eW Downlight Powercore 65ï¿½, 4000K | Commercial | LED | Surface-mounted downlights | 15 | N/A | 35.3 | 0.98 | 4000 | 85 | 35000 | 2009-09-04 |  | Qualified only with the following: 120 V Ballast Module part number 523-000010-00.
Philips Solid-State Lighting Solutions, Inc. | Philips Color Kinetics | 523-000027-36 | 523-000027-36 | Both | LED | Under-cabinet shelf,Under-cabinet kitchen | 6.29 | N/A | 38.39 | 0.981 | 3000 | 78 | 35000 | 2011-08-22 | Dimmable | Individual Model Numbers may have prefix or suffix to denote minor changes such as luminaire finish.
Philips Solid-State Lighting Solutions, Inc. | Philips Color Kinetics | 523-000027-37 | 523-000027-37 | Both | LED | Under-cabinet shelf,Under-cabinet kitchen | 10.09 | N/A | 47.5 | 0.979 | 3000 | 79.1 | 35000 | 2011-08-22 | Dimmable | Individual Model Numbers may have prefix or suffix to denote minor changes such as luminaire finish.
Philips Solid-State Lighting Solutions, Inc. | Philips Color Kinetics | 523-000027-38 | 523-000027-38 | Both | LED | Under-cabinet shelf,Under-cabinet kitchen | 20.32 | N/A | 48.68 | 0.98 | 3000 | 78 | 35000 | 2011-08-22 | Dimmable | Individual Model Numbers may have prefix or suffix to denote minor changes such as luminaire finish.
Philips Solid-State Lighting Solutions, Inc. | Philips Color Kinetics | 523-000027-39 | 523-000027-39 | Commercial | LED | Under-cabinet shelf | 6.29 | N/A | 38.39 | 0.981 | 4000 | 78 | 35000 | 2011-08-22 | Dimmable | Individual Model Numbers may have prefix or suffix to denote minor changes such as luminaire finish.
Philips Solid-State Lighting Solutions, Inc. | Philips Color Kinetics | 523-000027-40 | 523-000027-40 | Commercial | LED | Under-cabinet shelf | 10.09 | N/A | 47.5 | 0.979 | 4000 | 79.1 | 35000 | 2011-08-22 | Dimmable | Individual Model Numbers may have prefix or suffix to denote minor changes such as luminaire finish.
Philips Solid-State Lighting Solutions, Inc. | Philips Color Kinetics | 523-000027-41 | 523-000027-41 | Commercial | LED | Under-cabinet shelf | 20.32 | N/A | 48.68 | 0.98 | 4000 | 78 | 35000 | 2011-08-22 | Dimmable | Individual Model Numbers may have prefix or suffix to denote minor changes such as luminaire finish.
Philips Solid-State Lighting Solutions, Inc. | Philips Color Kinetics | 523-000027-42 | 523-000027-42 | Both | LED | Under-cabinet shelf,Under-cabinet kitchen | 6.29 | N/A | 38.39 | 0.981 | 3000 | 78 | 35000 | 2011-08-22 | Dimmable | Individual Model Numbers may have prefix or suffix to denote minor changes such as luminaire finish.
Philips Solid-State Lighting Solutions, Inc. | Philips Color Kinetics | 523-000027-43 | 523-000027-43 | Both | LED | Under-cabinet shelf,Under-cabinet kitchen | 10.09 | N/A | 47.5 | 0.979 | 3000 | 79.1 | 35000 | 2011-08-22 | Dimmable | Individual Model Numbers may have prefix or suffix to denote minor changes such as luminaire finish.
Philips Solid-State Lighting Solutions, Inc. | Philips Color Kinetics | 523-000027-44 | 523-000027-44 | Both | LED | Under-cabinet shelf,Under-cabinet kitchen | 20.32 | N/A | 48.68 | 0.98 | 3000 | 78 | 35000 | 2011-08-22 | Dimmable | Individual Model Numbers may have prefix or suffix to denote minor changes such as luminaire finish.
Philips Solid-State Lighting Solutions, Inc. | Philips Color Kinetics | 523-000027-45 | 523-000027-45 | Commercial | LED | Under-cabinet shelf | 6.29 | N/A | 38.39 | 0.981 | 4000 | 78 | 35000 | 2011-08-22 | Dimmable | Individual Model Numbers may have prefix or suffix to denote minor changes such as luminaire finish.
Philips Solid-State Lighting Solutions, Inc. | Philips Color Kinetics | 523-000027-46 | 523-000027-46 | Commercial | LED | Under-cabinet shelf | 10.09 | N/A | 47.5 | 0.979 | 4000 | 79.1 | 35000 | 2011-08-22 | Dimmable | Individual Model Numbers may have prefix or suffix to denote minor changes such as luminaire finish.
Philips Solid-State Lighting Solutions, Inc. | Philips Color Kinetics | 523-000027-47Â Â | 523-000027-47Â Â | Commercial | LED | Under-cabinet shelf | 20.32 | N/A | 48.68 | 0.98 | 4000 | 78 | 35000 | 2011-08-22 | Dimmable | Individual Model Numbers may have prefix or suffix to denote minor changes such as luminaire finish.
Philips Solid-State Lighting Solutions, Inc. | Philips Color Kinetics | 523-000050-02 |  | Commercial | LED | Under-cabinet shelf | 12 | N/A | 43.9 | 0.994 | 2700 | 83 | 35000 | 2010-01-29
Philips Solid-State Lighting Solutions, Inc. | Philips Color Kinetics | 523-000050-06 |  | Residential | LED | Cove | 12 | N/A | 45.3 | 0.99 | 3000 | 84 | 25000 | 2009-12-31
Philips Solid-State Lighting Solutions, Inc. | Philips Color Kinetics | 523-000050-10 |  | Residential | LED | Cove | 12 | N/A | 48.4 | 0.99 | 3500 | 84 | 25000 | 2009-12-31
Philips Solid-State Lighting Solutions, Inc. | Philips Color Kinetics | 523-000050-14 |  | Commercial | LED | Under-cabinet shelf | 12 | N/A | 53.1 | 0.995 | 4000 | 81 | 35000 | 2010-01-29
Prescolite, Inc. | Prescolite | D4LED4-4D9LED435K8* |  | Both | LED | Recessed downlights | 12 | N/A | 35.97 | 0.976 | 3500 | 82 | 35000 | 2009-12-21 |  | * Qualified only with the following [trims/finishes/housings]: http://www.prescolite.com/content/products/specs/specs_files/arch_led_005.pdf
Prescolite, Inc. | Prescolite | D4LED4-4D9LED440K8* |  | Commercial | LED | Recessed downlights | 12 | N/A | 35.97 | 0.976 | 4000 | 82 | 35000 | 2009-12-21 |  | * Qualified only with the following [trims/finishes/housings]: http://www.prescolite.com/content/products/specs/specs_files/arch_led_005.pdf
Prescolite, Inc. | Prescolite | D4LED4-4D9LED450K8* |  | Commercial | LED | Recessed downlights | 12 | N/A | 35.97 | 0.976 | 5000 | 82 | 35000 | 2009-12-21 |  | * Qualified only with the following [trims/finishes/housings]: http://www.prescolite.com/content/products/specs/specs_files/arch_led_005.pdf
Prescolite, Inc. | Prescolite | D6LED4-6D9LED435K8* |  | Both | LED | Recessed downlights | 29.5 | N/A | 35.36 | 0.989 | 3500 | 83 | 35000 | 2009-12-29 |  | * Qualified only with the following [trims/finishes/housings]: http://www.prescolite.com/content/products/specs/specs_files/arch_led_007.pdf
Prescolite, Inc. | Prescolite | D6LED4-6D9LED440K8* |  | Commercial | LED | Recessed downlights | 29.5 | N/A | 35.36 | 0.989 | 4000 | 83 | 35000 | 2009-12-29 |  | * Qualified only with the following [trims/finishes/housings]: http://www.prescolite.com/content/products/specs/specs_files/arch_led_007.pdf
Prescolite, Inc. | Prescolite | D6LED4-6D9LED450K8* |  | Commercial | LED | Recessed downlights | 29.5 | N/A | 35.36 | 0.989 | 5000 | 83 | 35000 | 2009-12-29 |  | * Qualified only with the following [trims/finishes/housings]: http://www.prescolite.com/content/products/specs/specs_files/arch_led_007.pdf
Prescolite, Inc. | Prescolite | LB6LED327K BL |  | Both | LED | Recessed downlights | 15 | N/A | 37 | 0.94 | 2700 | 81 | 35000 | 2010-06-22 | Dimmable
Prescolite, Inc. | Prescolite | LB6LED327K WH |  | Both | LED | Recessed downlights | 15 | N/A | 39.7 | 0.92 | 2700 | 80.8 | 35000 | 2010-06-22 | Dimmable
Prescolite, Inc. | Prescolite | LB6LED335K BL |  | Both | LED | Recessed downlights | 15.6 | N/A | 40.2 | 0.95 | 3500 | 83.2 | 35000 | 2010-06-22 | Dimmable
Prescolite, Inc. | Prescolite | LB6LED335K WH |  | Both | LED | Recessed downlights | 15.7 | N/A | 44 | 0.93 | 3500 | 82.6 | 35000 | 2010-06-22 | Dimmable
Prescolite, Inc. | Prescolite | RD6LED4-6D9LED435K8* |  | Both | LED | Recessed downlights | 29.5 | N/A | 35.36 | 0.982 | 3500 | 83 | 35000 | 2010-02-10 |  | * Qualified only with the following [trim/finish/housing] options: http://www.prescolite.com/content/products/specs/specs_files/rtf_005.pdf
Prescolite, Inc. | Prescolite | RD6LED4-6D9LED440K8* |  | Commercial | LED | Recessed downlights | 29.5 | N/A | 35.36 | 0.982 | 4000 | 83 | 35000 | 2010-02-10 |  | * Qualified only with the following [trim/finish/housing] options: http://www.prescolite.com/content/products/specs/specs_files/rtf_005.pdf
Prescolite, Inc. | Prescolite | RD6LED4-6D9LED450K8* |  | Commercial | LED | Recessed downlights | 29.5 | N/A | 35.36 | 0.982 | 5000 | 83 | 35000 | 2010-02-10 |  | * Qualified only with the following [trim/finish/housing] options: http://www.prescolite.com/content/products/specs/specs_files/rtf_005.pdf
PRIMA LIGHTING | Prima Lighting | 8749-WH-N |  | Both | LED | Recessed downlights | 16 | N/A | 40.9 | 0.988 | 4000 | 79.8 | 35000 | 2011-02-24 | Dimmable
PRIMA LIGHTING | Prima Lighting | 8749-WH-W |  | Both | LED | Recessed downlights | 16 | N/A | 40.9 | 0.988 | 3000 | 79.8 | 35000 | 2011-02-24 | Dimmable
PRIMA LIGHTING | Prima Lighting | 8752A-WH-N |  | Both | LED | Recessed downlights | 20.4 | N/A | 40.8 | 0.983 | 4000 | 80.5 | 35000 | 2011-02-24 | Dimmable
PRIMA LIGHTING | Prima Lighting | 8752A-WH-W |  | Both | LED | Recessed downlights | 20.4 | N/A | 40.8 | 0.983 | 3000 | 80.5 | 35000 | 2011-02-24 | Dimmable
PRIMA LIGHTING | Prima Lighting | 8752B-WH-N |  | Both | LED | Recessed downlights | 16 | N/A | 40.9 | 0.988 | 4000 | 79.8 | 35000 | 2011-02-24 | Dimmable
PRIMA LIGHTING | Prima Lighting | 8752B-WH-W |  | Both | LED | Recessed downlights | 16 | N/A | 40.9 | 0.988 | 3000 | 79.8 | 35000 | 2011-02-24 | Dimmable
PRIMA LIGHTING | Prima Lighting | 8755-WH-N |  | Both | LED | Recessed downlights | 12.5 | N/A | 40.4 | 0.983 | 4000 | 81.9 | 35000 | 2011-02-24 | Dimmable
PRIMA LIGHTING | Prima Lighting | 8755-WH-W |  | Both | LED | Recessed downlights | 12.5 | N/A | 40.4 | 0.983 | 3000 | 81.9 | 35000 | 2011-02-24 | Dimmable
Progress Lighting | Progress | P8071-28/35KSTR |  | Both | LED | Recessed downlights | 15.7 | N/A | 44.1 | 0.93 | 3500 | 82.6 | 35000 | 2010-06-22 | Dimmable | Qualified only with the following [trims/finishes/housings]: 20, 28, 31, 36, 121
Progress Lighting | Progress | P8071-28STR |  | Both | LED | Recessed downlights | 15 | N/A | 39.7 | 0.92 | 2700 | 80.8 | 35000 | 2010-06-22 | Dimmable | Qualified only with the following [trims/finishes/housings]: 20, 28, 31, 36, 121
Progress Lighting | Progress | P8071-31/35KSTR |  | Both | LED | Recessed downlights | 15.6 | N/A | 40.2 | 0.95 | 3500 | 83.2 | 35000 | 2010-06-22 | Dimmable | Qualified only with the following [trims/finishes/housings]: 20, 28, 31, 36, 121
Progress Lighting | Progress | P8071-31STR |  | Both | LED | Recessed downlights | 15 | N/A | 37 | 0.94 | 2700 | 81 | 35000 | 2010-06-22 | Dimmable | Qualified only with the following [trims/finishes/housings]: 20, 28, 31, 36, 121
Progress Lighting | Progress Lighting | P8022-30 |  | Both | LED | Recessed downlights | 13 | N/A | 36.2 | 0.99 | 2700 | 85.9 | 35000 | 2010-05-27
Progress Lighting | Progress Lighting | P8022-30/35K |  | Both | LED | Recessed downlights | 13 | N/A | 43.8 | 0.99 | 3500 | 84.9 | 35000 | 2010-05-27
Progress Lighting | Progress Lighting | P8095-EB*/P8098-*/35K |  | Commercial | LED | Recessed downlights | 29.5 | N/A | 35.36 | 0.982 | 3500 | 83 | 35000 | 2010-09-01 |  | * Qualified only with the following [trim/finish/housing] options: SD, 22A, 23A, 61, 64, 67, 28, 17A
RAB Lighting, Inc. | RAB Lighting | ALED13/PC/ES |  | Residential | LED | Outdoor wall-mounted porch lights | 14.9 | N/A | 71.4 | 0.98 | 4000 | 66 | 35000 | 2010-09-16
RAB Lighting, Inc. | RAB Lighting | ALED13W/PC/ES |  | Residential | LED | Outdoor wall-mounted porch lights | 14.9 | N/A | 71.4 | 0.98 | 4000 | 66 | 35000 | 2010-09-16
RAB Lighting, Inc. | RAB Lighting | BLED13/PC/ES |  | Commercial | LED | Bollards | 14.9 | N/A | 71.4 | 0.98 | 4000 | 66 | 35000 | 2010-09-16
RAB Lighting, Inc. | RAB Lighting | BLED13W/PC/ES |  | Commercial | LED | Bollards | 14.9 | N/A | 71.4 | 0.98 | 4000 | 66 | 35000 | 2010-09-16
RAB Lighting, Inc. | RAB Lighting | WPLED13/PC/ES |  | Residential | LED | Outdoor wall-mounted porch lights | 14.9 | N/A | 71.4 | 0.98 | 4000 | 66 | 35000 | 2010-09-16
RAB Lighting, Inc. | RAB Lighting | WPLED13W/PC/ES |  | Residential | LED | Outdoor wall-mounted porch lights | 14.9 | N/A | 71.4 | 0.98 | 4000 | 66 | 35000 | 2010-09-16
Sea Gull Lighting Products LLC | JuiceWorks | LP14100S14 |  | Residential | LED | Surface-mounted downlights | 14 | N/A | 43.4 | 0.998 | 3000 | 82.1 | 25000 | 2009-12-15 | Dimmable | Qualified with the following trims: 14100S-14, 14100S-962, 14100S-05, 14100S-12, 14100S-71, 14200S-14, 14200S-962, 14200S-05, 14200S-12, 14200S-71
Sea Gull Lighting Products LLC | JuiceWorks | LP14100S962 |  | Residential | LED | Surface-mounted downlights | 14 | N/A | 43.4 | 0.998 | 3000 | 82.1 | 25000 | 2009-12-15 | Dimmable | Qualified with the following trims: 14100S-14, 14100S-962, 14100S-05, 14100S-12, 14100S-71, 14200S-14, 14200S-962, 14200S-05, 14200S-12, 14200S-71
Sea Gull Lighting Products LLC | JuiceWorks | LP14200S14 |  | Residential | LED | Surface-mounted downlights | 14 | N/A | 43.4 | 0.998 | 3000 | 82.1 | 25000 | 2009-12-15 | Dimmable | Qualified with the following trims: 14100S-14, 14100S-962, 14100S-05, 14100S-12, 14100S-71, 14200S-14, 14200S-962, 14200S-05, 14200S-12, 14200S-71
Sea Gull Lighting Products LLC | Sea Gull | 14100S-05 |  | Residential | LED | Surface-mounted downlights | 14 | N/A | 43.4 | 0.998 | 3000 | 82.1 | 25000 | 2009-12-15 | Dimmable | Qualified only with the following [trims/finishes/housings]: 14100S-14, 14100S-962, 14100S-05, 14100S-12, 14100S-71, 14200S-14, 14200S-962, 14200S-05, 14200S-12, 14200S-71
Sea Gull Lighting Products LLC | Sea Gull | 14100S-12 |  | Residential | LED | Surface-mounted downlights | 14 | N/A | 43.4 | 0.998 | 3000 | 82.1 | 25000 | 2009-12-15 | Dimmable | Qualified only with the following [trims/finishes/housings]: 14100S-14, 14100S-962, 14100S-05, 14100S-12, 14100S-71, 14200S-14, 14200S-962, 14200S-05, 14200S-12, 14200S-71
Sea Gull Lighting Products LLC | Sea Gull | 14100S-14 |  | Residential | LED | Surface-mounted downlights | 14 | N/A | 43.4 | 0.998 | 3000 | 82.1 | 25000 | 2009-12-15 | Dimmable | Qualified only with the following [trims/finishes/housings]: 14100S-14, 14100S-962, 14100S-05, 14100S-12, 14100S-71, 14200S-14, 14200S-962, 14200S-05, 14200S-12, 14200S-71
Sea Gull Lighting Products LLC | Sea Gull | 14100S-71 |  | Residential | LED | Surface-mounted downlights | 14 | N/A | 43.4 | 0.998 | 3000 | 82.1 | 25000 | 2009-12-15 | Dimmable | Qualified only with the following [trims/finishes/housings]: 14100S-14, 14100S-962, 14100S-05, 14100S-12, 14100S-71, 14200S-14, 14200S-962, 14200S-05, 14200S-12, 14200S-71
Sea Gull Lighting Products LLC | Sea Gull | 14100S-962 |  | Residential | LED | Surface-mounted downlights | 14 | N/A | 43.4 | 0.998 | 3000 | 82.1 | 25000 | 2009-12-15 | Dimmable | Qualified with the following trims: 14100S-14, 14100S-962, 14100S-05, 14100S-12, 14100S-71, 14200S-14, 14200S-962, 14200S-05, 14200S-12, 14200S-71
Sea Gull Lighting Products LLC | Sea Gull | 14200S-05 |  | Residential | LED | Surface-mounted downlights | 14 | N/A | 43.4 | 0.998 | 3000 | 82.1 | 25000 | 2009-12-15 | Dimmable | Qualified only with the following [trims/finishes/housings]: 14100S-14, 14100S-962, 14100S-05, 14100S-12, 14100S-71, 14200S-14, 14200S-962, 14200S-05, 14200S-12, 14200S-71
Sea Gull Lighting Products LLC | Sea Gull | 14200S-12 |  | Residential | LED | Surface-mounted downlights | 14 | N/A | 43.4 | 0.998 | 3000 | 82.1 | 25000 | 2009-12-15 | Dimmable | Qualified only with the following [trims/finishes/housings]: 14100S-14, 14100S-962, 14100S-05, 14100S-12, 14100S-71, 14200S-14, 14200S-962, 14200S-05, 14200S-12, 14200S-71
Sea Gull Lighting Products LLC | Sea Gull | 14200S-14 |  | Residential | LED | Surface-mounted downlights | 14 | N/A | 43.4 | 0.998 | 3000 | 82.1 | 25000 | 2009-12-15 | Dimmable | Qualified only with the following [trims/finishes/housings]: 14100S-14, 14100S-962, 14100S-05, 14100S-12, 14100S-71, 14200S-14, 14200S-962, 14200S-05, 14200S-12, 14200S-71
Sea Gull Lighting Products LLC | Sea Gull | 14200S-71 |  | Residential | LED | Surface-mounted downlights | 14 | N/A | 43.4 | 0.998 | 3000 | 82.1 | 25000 | 2009-12-15 | Dimmable | Qualified only with the following [trims/finishes/housings]: 14100S-14, 14100S-962, 14100S-05, 14100S-12, 14100S-71, 14200S-14, 14200S-962, 14200S-05, 14200S-12, 14200S-71
Sea Gull Lighting Products LLC | Sea Gull | 14200S-962 |  | Residential | LED | Surface-mounted downlights | 14 | N/A | 43.4 | 0.998 | 3000 | 82.1 | 25000 | 2009-12-15 | Dimmable | Qualified only with the following [trims/finishes/housings]: 14100S-14, 14100S-962, 14100S-05, 14100S-12, 14100S-71, 14200S-14, 14200S-962, 14200S-05, 14200S-12, 14200S-71
Sea Gull Lighting Products LLC | Traverse | 14603S-12 |  | Both | LED | Recessed downlights | 14.33 | N/A | 53.62 | 0.798 | 2700 | 80 | 35000 | 2011-05-10 | Dimmable
Sea Gull Lighting Products LLC | Traverse | 14603S-10 |  | Both | LED | Recessed downlights | 14.33 | N/A | 53.62 | 0.798 | 2700 | 80 | 35000 | 2011-05-10 | Dimmable
Sea Gull Lighting Products LLC | Traverse | 14603S-15 |  | Both | LED | Recessed downlights | 14.33 | N/A | 53.62 | 0.798 | 2700 | 80 | 35000 | 2011-05-10 | Dimmable
Sea Gull Lighting Products LLC | Traverse | 14600S-12 |  | Both | LED | Recessed downlights | 14.33 | N/A | 53.62 | 0.798 | 3000 | 80 | 35000 | 2011-05-10 | Dimmable
Sea Gull Lighting Products LLC | Traverse | 14600S-10 |  | Both | LED | Recessed downlights | 14.33 | N/A | 53.62 | 0.798 | 3000 | 80 | 35000 | 2011-05-10 | Dimmable
Sea Gull Lighting Products LLC | Traverse | 14600S-15 |  | Both | LED | Recessed downlights | 14.33 | N/A | 53.62 | 0.798 | 3000 | 80 | 35000 | 2011-05-10 | Dimmable
SmartRay, Inc. | SmartRay | SRNR38 |  | Both | LED | Recessed downlights | 12.9 | N/A | 45.5 | 0.91 | 3000 | 86 | 35000 | 2011-04-13 | Dimmable
Standard Products | Standard | 61071 |  | Both | LED | Recessed downlights | 14 | N/A | 44.8 | 0.96 | 3000 | 84 | 35000 | 2011-09-15
The Lighting Quotient | fraqtir | S301-R06G |  | Residential | LED | Cove | 42.1 | N/A | 45.3 | 0.99 | 3000 | 82 | 35000 | 2010-12-21
Troy-CSL Lighting Inc. | CSL | EDL-NC-WW |  | Both | LED | Recessed downlights | 15.9 | N/A | 46.8 | 0.99 | 3000 | 83.7 | 35000 | 2010-06-30 | Dimmable
Troy-CSL Lighting Inc. | CSL | EDL-RM-WW |  | Both | LED | Recessed downlights | 15.9 | N/A | 46.8 | 0.99 | 3000 | 83.7 | 35000 | 2010-06-30 | Dimmable
USA Illumination, LLC | USAI | 3140-LSTA4-8420-C1-40-10-NC |  | Both | LED | Recessed downlights | 19.37 | N/A | 44.6 | 0.988 | 4000 | 81.8 | 35000 | 2011-01-13 | Dimmable
USA Illumination, LLC | USAI | 3340-LRLA4-8420-C1-35-30-NC |  | Both | LED | Recessed downlights | 19.51 | N/A | 45.9 | 0.989 | 3500 | 81.1 | 35000 | 2011-01-13 | Dimmable
USA Illumination, LLC | USAI | 3440-LSLA4-8420-C1-30-10-NC |  | Both | LED | Recessed downlights | 19.37 | N/A | 44.6 | 0.988 | 3000 | 81.8 | 35000 | 2011-01-13 | Dimmable
USA Illumination, LLC | USAI | 3440-LSLA4-8420-C1-35-10-NC |  | Both | LED | Recessed downlights | 19.37 | N/A | 44.6 | 0.988 | 3500 | 81.8 | 35000 | 2011-01-13 | Dimmable
USA Illumination, LLC | USAI | 3010-LSTD4-9020-C1-30-30-NC |  | Both | LED | Recessed downlights | 19.8 | N/A | 42.5 | 0.989 | 3000 | 80.7 | 35000 | 2010-12-06 | Dimmable
USA Illumination, LLC | USAI | 3010-LSTD4-9020-C1-30-50-NC |  | Both | LED | Recessed downlights | 19.8 | N/A | 50.9 | 0.989 | 3000 | 80.9 | 35000 | 2010-12-06 | Dimmable
USA Illumination, LLC | USAI | 3010-LSTD4-9020-C1-35-30-NC |  | Both | LED | Recessed downlights | 19.8 | N/A | 42.5 | 0.989 | 3500 | 80.7 | 35000 | 2010-12-06 | Dimmable
USA Illumination, LLC | USAI | 3010-LSTD4-9020-C1-35-50-NC |  | Both | LED | Recessed downlights | 19.8 | N/A | 50.9 | 0.989 | 3500 | 80.9 | 35000 | 2010-12-06 | Dimmable
USA Illumination, LLC | USAI | 3010-LSTD4-9020-C1-40-30-NC |  | Both | LED | Recessed downlights | 19.8 | N/A | 42.5 | 0.989 | 4000 | 80.7 | 35000 | 2010-12-06 | Dimmable
USA Illumination, LLC | USAI | 3010-LSTD4-9020-C1-40-50-NC |  | Both | LED | Recessed downlights | 19.8 | N/A | 50.9 | 0.989 | 4000 | 80.9 | 35000 | 2010-12-06 | Dimmable
USA Illumination, LLC | USAI | 3020-LRTD4-9020-C1-30-30-NC |  | Both | LED | Recessed downlights | 19.84 | N/A | 42.9 | 0.989 | 3000 | 81.1 | 35000 | 2010-12-14 | Dimmable
USA Illumination, LLC | USAI | 3020-LRTD4-9020-C1-30-50-NC |  | Both | LED | Recessed downlights | 19.83 | N/A | 47.9 | 0.989 | 3000 | 80.8 | 35000 | 2010-12-15 | Dimmable
USA Illumination, LLC | USAI | 3020-LRTD4-9020-C1-35-30-NC |  | Both | LED | Recessed downlights | 19.84 | N/A | 42.9 | 0.989 | 3500 | 81.1 | 35000 | 2010-12-14 | Dimmable
USA Illumination, LLC | USAI | 3020-LRTD4-9020-C1-35-50-NC |  | Both | LED | Recessed downlights | 19.83 | N/A | 47.9 | 0.989 | 3500 | 80.8 | 35000 | 2010-12-15 | Dimmable
USA Illumination, LLC | USAI | 3020-LRTD4-9020-C1-40-30-NC |  | Both | LED | Recessed downlights | 19.84 | N/A | 42.9 | 0.989 | 4000 | 81.1 | 35000 | 2010-12-14 | Dimmable
USA Illumination, LLC | USAI | 3020-LRTD4-9020-C1-40-50-NC |  | Both | LED | Recessed downlights | 19.83 | N/A | 47.9 | 0.989 | 4000 | 80.8 | 35000 | 2010-12-15 | Dimmable
USA Illumination, LLC | USAI | 3130-LSTA4-8320-C1-30-10-NC |  | Both | LED | Recessed downlights | 19.37 | N/A | 44.6 | 0.988 | 3000 | 81.8 | 35000 | 2011-01-13 | Dimmable
USA Illumination, LLC | USAI | 3130-LSTA4-8320-C1-30-30-NC |  | Both | LED | Recessed downlights | 19.47 | N/A | 46.3 | 0.989 | 3000 | 81.2 | 35000 | 2011-01-21 | Dimmable
USA Illumination, LLC | USAI | 3130-LSTA4-8320-C1-35-10-NC |  | Both | LED | Recessed downlights | 19.37 | N/A | 44.6 | 0.988 | 3500 | 81.8 | 35000 | 2011-01-13 | Dimmable
USA Illumination, LLC | USAI | 3130-LSTA4-8320-C1-35-30-NC |  | Both | LED | Recessed downlights | 19.47 | N/A | 46.3 | 0.989 | 3500 | 81.2 | 35000 | 2011-01-21 | Dimmable
USA Illumination, LLC | USAI | 3130-LSTA4-8320-C1-40-10-NC |  | Both | LED | Recessed downlights | 19.37 | N/A | 44.6 | 0.988 | 4000 | 81.8 | 35000 | 2011-01-13 | Dimmable
USA Illumination, LLC | USAI | 3130-LSTA4-8320-C1-40-30-NC |  | Both | LED | Recessed downlights | 19.47 | N/A | 46.3 | 0.989 | 4000 | 81.2 | 35000 | 2011-01-21 | Dimmable
USA Illumination, LLC | USAI | 3140-LSTA4-8420-C1-30-10-NC |  | Both | LED | Recessed downlights | 19.37 | N/A | 44.6 | 0.988 | 3000 | 81.8 | 35000 | 2011-01-13 | Dimmable
USA Illumination, LLC | USAI | 3140-LSTA4-8420-C1-30-30-NC |  | Both | LED | Recessed downlights | 19.47 | N/A | 46.3 | 0.989 | 3000 | 81.2 | 35000 | 2011-01-21 | Dimmable
USA Illumination, LLC | USAI | 3140-LSTA4-8420-C1-35-10-NC |  | Both | LED | Recessed downlights | 19.37 | N/A | 44.6 | 0.988 | 3500 | 81.8 | 35000 | 2011-01-13 | Dimmable
USA Illumination, LLC | USAI | 3140-LSTA4-8420-C1-35-30-NC |  | Both | LED | Recessed downlights | 19.47 | N/A | 46.3 | 0.989 | 3500 | 81.2 | 35000 | 2011-01-21 | Dimmable
USA Illumination, LLC | USAI | 3140-LSTA4-8420-C1-40-30-NC |  | Both | LED | Recessed downlights | 19.47 | N/A | 46.3 | 0.989 | 4000 | 81.2 | 35000 | 2011-01-21 | Dimmable
USA Illumination, LLC | USAI | 3150-LSTW4-6020-C1-30-NC |  | Both | LED | Recessed downlights | 20.09 | N/A | 45.1 | 0.988 | 3000 | 82 | 35000 | 2011-01-13 | Dimmable
USA Illumination, LLC | USAI | 3150-LSTW4-6020-C1-35-NC |  | Both | LED | Recessed downlights | 20.09 | N/A | 45.1 | 0.988 | 3500 | 82 | 35000 | 2011-01-13 | Dimmable
USA Illumination, LLC | USAI | 3150-LSTW4-6020-C1-40-NC |  | Both | LED | Recessed downlights | 20.09 | N/A | 45.1 | 0.988 | 4000 | 82 | 35000 | 2011-01-13 | Dimmable
USA Illumination, LLC | USAI | 3230-LRTA4-8320-C1-30-10-NC |  | Both | LED | Recessed downlights | 19.43 | N/A | 44 | 0.988 | 3000 | 81.6 | 35000 | 2011-01-14 | Dimmable
USA Illumination, LLC | USAI | 3230-LRTA4-8320-C1-30-30-NC |  | Both | LED | Recessed downlights | 19.51 | N/A | 45.9 | 0.989 | 3000 | 81.1 | 35000 | 2011-01-13 | Dimmable
USA Illumination, LLC | USAI | 3230-LRTA4-8320-C1-35-10-NC |  | Both | LED | Recessed downlights | 19.43 | N/A | 44 | 0.988 | 3500 | 81.6 | 35000 | 2011-01-20 | Dimmable
USA Illumination, LLC | USAI | 3230-LRTA4-8320-C1-35-30-NC |  | Both | LED | Recessed downlights | 19.51 | N/A | 45.9 | 0.989 | 3500 | 81.1 | 35000 | 2011-01-13 | Dimmable
USA Illumination, LLC | USAI | 3230-LRTA4-8320-C1-40-10-NC |  | Both | LED | Recessed downlights | 19.43 | N/A | 44 | 0.988 | 4000 | 81.6 | 35000 | 2011-01-20 | Dimmable
USA Illumination, LLC | USAI | 3230-LRTA4-8320-C1-40-30-NC |  | Both | LED | Recessed downlights | 19.51 | N/A | 45.9 | 0.989 | 4000 | 81.1 | 35000 | 2011-01-13 | Dimmable
USA Illumination, LLC | USAI | 3240-LRTA4-8420-C1-30-10-NC |  | Both | LED | Recessed downlights | 19.43 | N/A | 44 | 0.988 | 3000 | 81.6 | 35000 | 2011-01-20 | Dimmable
USA Illumination, LLC | USAI | 3240-LRTA4-8420-C1-30-30-NC |  | Both | LED | Recessed downlights | 19.51 | N/A | 45.9 | 0.989 | 3000 | 81.1 | 35000 | 2011-01-13 | Dimmable
USA Illumination, LLC | USAI | 3240-LRTA4-8420-C1-35-10-NC |  | Both | LED | Recessed downlights | 19.43 | N/A | 44 | 0.988 | 3500 | 81.6 | 35000 | 2011-01-20 | Dimmable
USA Illumination, LLC | USAI | 3240-LRTA4-8420-C1-35-30-NC |  | Both | LED | Recessed downlights | 19.51 | N/A | 45.9 | 0.989 | 3500 | 81.1 | 35000 | 2011-01-13 | Dimmable
USA Illumination, LLC | USAI | 3240-LRTA4-8420-C1-40-10-NC |  | Both | LED | Recessed downlights | 19.43 | N/A | 44 | 0.988 | 4000 | 81.6 | 35000 | 2011-01-20 | Dimmable
USA Illumination, LLC | USAI | 3240-LRTA4-8420-C1-40-30-NC |  | Both | LED | Recessed downlights | 19.51 | N/A | 45.9 | 0.989 | 4000 | 81.1 | 35000 | 2011-01-13 | Dimmable
USA Illumination, LLC | USAI | 3250-LRTW4-6020-C1-30-NC |  | Both | LED | Recessed downlights | 20.09 | N/A | 44.1 | 0.988 | 3000 | 81.9 | 35000 | 2011-01-13 | Dimmable
USA Illumination, LLC | USAI | 3250-LRTW4-6020-C1-35-NC |  | Both | LED | Recessed downlights | 20.09 | N/A | 44.1 | 0.988 | 3500 | 81.9 | 35000 | 2011-01-13 | Dimmable
USA Illumination, LLC | USAI | 3250-LRTW4-6020-C1-40-NC |  | Both | LED | Recessed downlights | 20.09 | N/A | 44.1 | 0.988 | 4000 | 81.9 | 35000 | 2011-01-13 | Dimmable
USA Illumination, LLC | USAI | 3310-LSLD4-9020-C1-30-30-NC |  | Both | LED | Recessed downlights | 19.8 | N/A | 42.5 | 0.989 | 3000 | 80.7 | 35000 | 2010-12-06 | Dimmable
USA Illumination, LLC | USAI | 3310-LSLD4-9020-C1-30-50-NC |  | Both | LED | Recessed downlights | 19.8 | N/A | 50.9 | 0.989 | 3000 | 80.9 | 35000 | 2010-12-06 | Dimmable
USA Illumination, LLC | USAI | 3310-LSLD4-9020-C1-35-30-NC |  | Both | LED | Recessed downlights | 19.8 | N/A | 42.5 | 0.989 | 3500 | 80.7 | 35000 | 2010-12-06 | Dimmable
USA Illumination, LLC | USAI | 3310-LSLD4-9020-C1-35-50-NC |  | Both | LED | Recessed downlights | 19.8 | N/A | 50.9 | 0.989 | 3500 | 80.9 | 35000 | 2010-12-06 | Dimmable
USA Illumination, LLC | USAI | 3310-LSLD4-9020-C1-40-30-NC |  | Both | LED | Recessed downlights | 19.8 | N/A | 42.5 | 0.989 | 4000 | 80.7 | 35000 | 2010-12-06 | Dimmable
USA Illumination, LLC | USAI | 3310-LSLD4-9020-C1-40-50-NC |  | Both | LED | Recessed downlights | 19.8 | N/A | 50.9 | 0.989 | 4000 | 80.9 | 35000 | 2010-12-06 | Dimmable
USA Illumination, LLC | USAI | 3320-LRLD4-9020-C1-30-30-NC |  | Both | LED | Recessed downlights | 19.84 | N/A | 42.9 | 0.989 | 3000 | 81.1 | 35000 | 2010-12-14 | Dimmable
USA Illumination, LLC | USAI | 3320-LRLD4-9020-C1-30-50-NC |  | Both | LED | Recessed downlights | 19.83 | N/A | 47.9 | 0.989 | 3000 | 80.8 | 35000 | 2010-12-15 | Dimmable
USA Illumination, LLC | USAI | 3320-LRLD4-9020-C1-35-30-NC |  | Both | LED | Recessed downlights | 19.84 | N/A | 42.9 | 0.989 | 3500 | 81.1 | 35000 | 2010-12-14 | Dimmable
USA Illumination, LLC | USAI | 3320-LRLD4-9020-C1-35-50-NC |  | Both | LED | Recessed downlights | 19.83 | N/A | 47.9 | 0.989 | 3500 | 80.8 | 35000 | 2010-12-15 | Dimmable
USA Illumination, LLC | USAI | 3320-LRLD4-9020-C1-40-30-NC |  | Both | LED | Recessed downlights | 19.84 | N/A | 42.9 | 0.989 | 4000 | 81.1 | 35000 | 2010-12-14 | Dimmable
USA Illumination, LLC | USAI | 3320-LRLD4-9020-C1-40-50-NC |  | Both | LED | Recessed downlights | 19.83 | N/A | 47.9 | 0.989 | 4000 | 80.8 | 35000 | 2010-12-15 | Dimmable
USA Illumination, LLC | USAI | 3330-LRLA4-8320-C1-30-10-NC |  | Both | LED | Recessed downlights | 19.43 | N/A | 44 | 0.988 | 3000 | 81.6 | 35000 | 2011-01-20 | Dimmable
USA Illumination, LLC | USAI | 3330-LRLA4-8320-C1-30-30-NC |  | Both | LED | Recessed downlights | 19.51 | N/A | 45.9 | 0.989 | 3000 | 81.1 | 35000 | 2011-01-13 | Dimmable
USA Illumination, LLC | USAI | 3330-LRLA4-8320-C1-35-10-NC |  | Both | LED | Recessed downlights | 19.43 | N/A | 44 | 0.988 | 3500 | 81.6 | 35000 | 2011-01-20 | Dimmable
USA Illumination, LLC | USAI | 3330-LRLA4-8320-C1-35-30-NC |  | Both | LED | Recessed downlights | 19.51 | N/A | 45.9 | 0.989 | 3500 | 81.1 | 35000 | 2011-01-13 | Dimmable
USA Illumination, LLC | USAI | 3330-LRLA4-8320-C1-40-10-NC |  | Both | LED | Recessed downlights | 19.43 | N/A | 44 | 0.988 | 4000 | 81.6 | 35000 | 2011-01-20 | Dimmable
USA Illumination, LLC | USAI | 3330-LRLA4-8320-C1-40-30-NC |  | Both | LED | Recessed downlights | 19.51 | N/A | 45.9 | 0.989 | 4000 | 81.1 | 35000 | 2011-01-13 | Dimmable
USA Illumination, LLC | USAI | 3340-LRLA4-8420-C1-30-10-NC |  | Both | LED | Recessed downlights | 19.43 | N/A | 44 | 0.988 | 3000 | 81.6 | 35000 | 2011-01-20 | Dimmable
USA Illumination, LLC | USAI | 3340-LRLA4-8420-C1-30-30-NC |  | Both | LED | Recessed downlights | 19.51 | N/A | 45.9 | 0.989 | 3000 | 81.1 | 35000 | 2011-01-13 | Dimmable
USA Illumination, LLC | USAI | 3340-LRLA4-8420-C1-35-10-NC |  | Both | LED | Recessed downlights | 19.43 | N/A | 44 | 0.988 | 3500 | 81.6 | 35000 | 2011-01-20 | Dimmable
USA Illumination, LLC | USAI | 3340-LRLA4-8420-C1-40-10-NC |  | Both | LED | Recessed downlights | 19.43 | N/A | 44 | 0.988 | 4000 | 81.6 | 35000 | 2011-01-20 | Dimmable
USA Illumination, LLC | USAI | 3340-LRLA4-8420-C1-40-30-NC |  | Both | LED | Recessed downlights | 19.51 | N/A | 45.9 | 0.989 | 4000 | 81.1 | 35000 | 2011-01-13 | Dimmable
USA Illumination, LLC | USAI | 3350-LRLW4-6020-C1-30-NC |  | Both | LED | Recessed downlights | 20.09 | N/A | 44.1 | 0.988 | 3000 | 81.9 | 35000 | 2011-01-13 | Dimmable
USA Illumination, LLC | USAI | 3350-LRLW4-6020-C1-35-NC |  | Both | LED | Recessed downlights | 20.09 | N/A | 44.1 | 0.988 | 3500 | 81.9 | 35000 | 2011-01-13 | Dimmable
USA Illumination, LLC | USAI | 3350-LRLW4-6020-C1-40-NC |  | Both | LED | Recessed downlights | 20.09 | N/A | 44.1 | 0.988 | 4000 | 81.9 | 35000 | 2011-01-13 | Dimmable
USA Illumination, LLC | USAI | 3430-LSLA4-8320-C1-30-10-NC |  | Both | LED | Recessed downlights | 19.37 | N/A | 44.6 | 0.988 | 3000 | 81.8 | 35000 | 2011-01-13 | Dimmable
USA Illumination, LLC | USAI | 3430-LSLA4-8320-C1-30-30-NC |  | Both | LED | Recessed downlights | 19.47 | N/A | 46.3 | 0.989 | 3000 | 81.2 | 35000 | 2011-01-21 | Dimmable
USA Illumination, LLC | USAI | 3430-LSLA4-8320-C1-35-10-NC |  | Both | LED | Recessed downlights | 19.37 | N/A | 44.6 | 0.988 | 3500 | 81.8 | 35000 | 2011-01-13 | Dimmable
USA Illumination, LLC | USAI | 3430-LSLA4-8320-C1-35-30-NC |  | Both | LED | Recessed downlights | 19.47 | N/A | 46.3 | 0.989 | 3500 | 81.2 | 35000 | 2011-01-21 | Dimmable
USA Illumination, LLC | USAI | 3430-LSLA4-8320-C1-40-10-NC |  | Both | LED | Recessed downlights | 19.37 | N/A | 44.6 | 0.988 | 4000 | 81.8 | 35000 | 2011-01-13 | Dimmable
USA Illumination, LLC | USAI | 3430-LSLA4-8320-C1-40-30-NC |  | Both | LED | Recessed downlights | 19.47 | N/A | 46.3 | 0.989 | 4000 | 81.2 | 35000 | 2011-01-21 | Dimmable
USA Illumination, LLC | USAI | 3440-LSLA4-8420-C1-30-30-NC |  | Both | LED | Recessed downlights | 19.47 | N/A | 46.3 | 0.989 | 3000 | 81.2 | 35000 | 2011-01-21 | Dimmable
USA Illumination, LLC | USAI | 3440-LSLA4-8420-C1-35-30-NC |  | Both | LED | Recessed downlights | 19.47 | N/A | 46.3 | 0.989 | 3500 | 81.2 | 35000 | 2011-01-21 | Dimmable
USA Illumination, LLC | USAI | 3440-LSLA4-8420-C1-40-10-NC |  | Both | LED | Recessed downlights | 19.37 | N/A | 44.6 | 0.988 | 4000 | 81.8 | 35000 | 2011-01-13 | Dimmable
USA Illumination, LLC | USAI | 3440-LSLA4-8420-C1-40-30-NC |  | Both | LED | Recessed downlights | 19.47 | N/A | 46.3 | 0.989 | 4000 | 81.2 | 35000 | 2011-01-21 | Dimmable
USA Illumination, LLC | USAI | 3450-LSLW4-6020-C1-30-NC |  | Both | LED | Recessed downlights | 20.09 | N/A | 45.1 | 0.988 | 3000 | 82 | 35000 | 2011-01-13 | Dimmable
USA Illumination, LLC | USAI | 3450-LSLW4-6020-C1-35-NC |  | Both | LED | Recessed downlights | 20.09 | N/A | 45.1 | 0.988 | 3500 | 82 | 35000 | 2011-01-13 | Dimmable
USA Illumination, LLC | USAI | 3450-LSLW4-6020-C1-40-NC |  | Both | LED | Recessed downlights | 20.09 | N/A | 45.1 | 0.988 | 4000 | 82 | 35000 | 2011-01-13 | Dimmable
USA Illumination, LLC | USAI | LN10RAL | LN25RAT | Both | LED | Recessed downlights | 10.43 | N/A | 35.3 | 0.971 | 3000 | 82 | 35000 | 2011-05-04 | Dimmable
USA Illumination, LLC | USAI | LN10RAT | LN25RAT | Both | LED | Recessed downlights | 10.43 | N/A | 35.3 | 0.971 | 3000 | 82 | 35000 | 2011-05-04 | Dimmable
USA Illumination, LLC | USAI | LN10RDL | LN25RDT | Both | LED | Recessed downlights | 10.56 | N/A | 38.3 | 0.972 | 3000 | 82 | 35000 | 2011-05-04 | Dimmable
USA Illumination, LLC | USAI | LN10RDT | LN25RDT | Both | LED | Recessed downlights | 10.56 | N/A | 38.3 | 0.972 | 3000 | 82 | 35000 | 2011-05-04 | Dimmable
USA Illumination, LLC | USAI | LN10SRAL | LN25RAT | Both | LED | Recessed downlights | 10.43 | N/A | 35.3 | 0.971 | 3000 | 82 | 35000 | 2011-05-04 | Dimmable
USA Illumination, LLC | USAI | LN10SRAT | LN25RAT | Both | LED | Recessed downlights | 10.43 | N/A | 35.3 | 0.971 | 3000 | 82 | 35000 | 2011-05-04 | Dimmable
USA Illumination, LLC | USAI | LN10SRDL | LN25RDT | Both | LED | Recessed downlights | 10.56 | N/A | 38.3 | 0.972 | 3000 | 82 | 35000 | 2011-05-04 | Dimmable
USA Illumination, LLC | USAI | LN10SRDT | LN25RDT | Both | LED | Recessed downlights | 10.56 | N/A | 38.3 | 0.972 | 3000 | 82 | 35000 | 2011-05-04 | Dimmable
USA Illumination, LLC | USAI | LN25RAT | LN25RAT | Both | LED | Recessed downlights | 10.43 | N/A | 35.3 | 0.971 | 3000 | 82 | 35000 | 2011-05-04 | Dimmable
USA Illumination, LLC | USAI | LN25RDL | LN25RDT | Both | LED | Recessed downlights | 10.56 | N/A | 38.3 | 0.972 | 3000 | 82 | 35000 | 2011-05-04 | Dimmable
USA Illumination, LLC | USAI | LN25RDT | LN25RDT | Both | LED | Recessed downlights | 10.56 | N/A | 38.3 | 0.972 | 3000 | 82 | 35000 | 2011-05-04 | Dimmable
USA Illumination, LLC | USAI | LN25SRDL | LN25RDT | Both | LED | Recessed downlights | 10.56 | N/A | 38.3 | 0.972 | 3000 | 82 | 35000 | 2011-05-04 | Dimmable
USA Illumination, LLC | USAI | LN25SRDT | LN25RDT | Both | LED | Recessed downlights | 10.56 | N/A | 38.3 | 0.972 | 3000 | 82 | 35000 | 2011-05-04 | Dimmable
WAC Lighting | WAC | H-18F-CW |  | Residential | LED | Surface-mounted with directional heads | 15.7 | N/A | 35.9 | 0.74 | 3000 | 82.3 | 35000 | 2010-10-08
WAC Lighting | WAC | H-18F-WW |  | Residential | LED | Surface-mounted with directional heads | 15.7 | N/A | 35.9 | 0.74 | 3000 | 82.3 | 35000 | 2010-10-08
WAC Lighting | WAC | H-9F-CW |  | Residential | LED | Surface-mounted with directional heads | 7.9 | N/A | 37.3 | 0.71 | 3000 | 82.9 | 35000 | 2010-10-08
WAC Lighting | WAC | H-9F-WW |  | Residential | LED | Surface-mounted with directional heads | 7.9 | N/A | 37.3 | 0.71 | 3000 | 82.9 | 35000 | 2010-10-08
WAC Lighting | WAC | H-9S-CW |  | Residential | LED | Surface-mounted with directional heads | 7.9 | N/A | 36 | 0.71 | 3000 | 83.3 | 35000 | 2010-10-08
WAC Lighting | WAC | H-9S-WW |  | Residential | LED | Surface-mounted with directional heads | 7.9 | N/A | 36 | 0.71 | 3000 | 83.3 | 35000 | 2010-10-08
WAC Lighting | WAC | HHT-LED212 |  | Residential | LED | Surface-mounted with directional heads | 13.9 | N/A | 51.2 | 0.99 | 3000 | 81.4 | 35000 | 2010-09-29
WAC Lighting | WAC | HM1-18F-CW |  | Residential | LED | Surface-mounted with directional heads | 15.7 | N/A | 35.9 | 0.74 | 3000 | 82.3 | 35000 | 2010-10-08
WAC Lighting | WAC | HM1-18F-WW |  | Residential | LED | Surface-mounted with directional heads | 15.7 | N/A | 35.9 | 0.74 | 3000 | 82.3 | 35000 | 2010-10-08
WAC Lighting | WAC | HM1-9F-CW |  | Residential | LED | Surface-mounted with directional heads | 7.9 | N/A | 37.3 | 0.71 | 3000 | 82.9 | 35000 | 2010-10-08
WAC Lighting | WAC | HM1-9F-WW |  | Residential | LED | Surface-mounted with directional heads | 7.9 | N/A | 37.3 | 0.71 | 3000 | 82.9 | 35000 | 2010-10-08
WAC Lighting | WAC | HM1-9S-CW |  | Residential | LED | Surface-mounted with directional heads | 7.9 | N/A | 36 | 0.71 | 3000 | 83.3 | 35000 | 2010-10-08
WAC Lighting | WAC | HM1-9S-WW |  | Residential | LED | Surface-mounted with directional heads | 7.9 | N/A | 36 | 0.71 | 3000 | 83.3 | 35000 | 2010-10-08
WAC Lighting | WAC | HR-LED418-N-C |  | Residential | LED | Recessed downlights | 15.8 | N/A | 39.8 | 0.89 | 4500 | 83.7 | 35000 | 2010-09-28
WAC Lighting | WAC | HR-LED418-NIC-C |  | Residential | LED | Recessed downlights | 9.6 | N/A | 47.4 | 0.85 | 4500 | 81.5 | 35000 | 2010-09-28
WAC Lighting | WAC | HR-LED418-NIC-ROC |  | Residential | LED | Recessed downlights | 9.6 | N/A | 47.4 | 0.85 | 4500 | 81.5 | 35000 | 2010-09-28
WAC Lighting | WAC | HR-LED418-NIC-ROW |  | Residential | LED | Recessed downlights | 9.6 | N/A | 47.4 | 0.85 | 3000 | 81.5 | 35000 | 2010-09-28
WAC Lighting | WAC | HR-LED418-NIC-SQW |  | Residential | LED | Recessed downlights | 9.9 | N/A | 45.6 | 0.85 | 3000 | 81.5 | 35000 | 2010-09-28
WAC Lighting | WAC | HR-LED418-NIC-W |  | Residential | LED | Recessed downlights | 9.6 | N/A | 47.4 | 0.85 | 3000 | 81.5 | 35000 | 2010-09-28
WAC Lighting | WAC | HR-LED418-N-ROC |  | Residential | LED | Recessed downlights | 15.8 | N/A | 39.8 | 0.89 | 4500 | 83.7 | 35000 | 2010-09-28
WAC Lighting | WAC | HR-LED418-N-ROW |  | Residential | LED | Recessed downlights | 15.8 | N/A | 39.8 | 0.89 | 3000 | 83.7 | 35000 | 2010-09-28
WAC Lighting | WAC | HR-LED418-N-SQC |  | Residential | LED | Recessed downlights | 15.3 | N/A | 38.9 | 0.9 | 4500 | 82.7 | 35000 | 2010-09-28
WAC Lighting | WAC | HR-LED418-N-SQW |  | Residential | LED | Recessed downlights | 15.3 | N/A | 38.9 | 0.9 | 3000 | 82.7 | 35000 | 2010-09-28
WAC Lighting | WAC | HR-LED418-N-W |  | Residential | LED | Recessed downlights | 15.8 | N/A | 39.8 | 0.89 | 3000 | 83.7 | 35000 | 2010-09-28
WAC Lighting | WAC | HR-LED418-R-C |  | Residential | LED | Recessed downlights | 15.8 | N/A | 39.8 | 0.89 | 4500 | 83.7 | 35000 | 2010-09-28
WAC Lighting | WAC | HR-LED418-RIC-C |  | Residential | LED | Recessed downlights | 9.6 | N/A | 47.4 | 0.85 | 4500 | 81.5 | 35000 | 2010-09-28
WAC Lighting | WAC | HR-LED418-RIC-ROC |  | Residential | LED | Recessed downlights | 9.6 | N/A | 47.4 | 0.85 | 4500 | 81.5 | 35000 | 2010-09-28
WAC Lighting | WAC | HR-LED418-RIC-ROW |  | Residential | LED | Recessed downlights | 9.6 | N/A | 47.4 | 0.85 | 3000 | 81.5 | 35000 | 2010-09-28
WAC Lighting | WAC | HR-LED418-RIC-SQC |  | Residential | LED | Recessed downlights | 9.9 | N/A | 45.6 | 0.85 | 4500 | 81.5 | 35000 | 2010-09-28
WAC Lighting | WAC | HR-LED418-RIC-SQW |  | Residential | LED | Recessed downlights | 9.9 | N/A | 45.6 | 0.85 | 3000 | 81.5 | 35000 | 2010-09-28
WAC Lighting | WAC | HR-LED418-RIC-W |  | Residential | LED | Recessed downlights | 9.6 | N/A | 47.4 | 0.85 | 3000 | 81.5 | 35000 | 2010-09-28
WAC Lighting | WAC | HR-LED418-R-ROC |  | Residential | LED | Recessed downlights | 15.8 | N/A | 39.8 | 0.89 | 4500 | 83.7 | 35000 | 2010-09-28
WAC Lighting | WAC | HR-LED418-R-ROW |  | Residential | LED | Recessed downlights | 15.8 | N/A | 39.8 | 0.89 | 3000 | 83.7 | 35000 | 2010-09-28
WAC Lighting | WAC | HR-LED418-R-SQC |  | Residential | LED | Recessed downlights | 15.3 | N/A | 38.9 | 0.9 | 4500 | 82.7 | 35000 | 2010-09-28
WAC Lighting | WAC | HR-LED418-R-SQW |  | Residential | LED | Recessed downlights | 15.3 | N/A | 38.9 | 0.9 | 3000 | 82.7 | 35000 | 2010-09-28
WAC Lighting | WAC | HR-LED418-R-W |  | Residential | LED | Recessed downlights | 15.8 | N/A | 39.8 | 0.89 | 3000 | 83.7 | 35000 | 2010-09-28
WAC Lighting | WAC | J-18F-CW |  | Residential | LED | Surface-mounted with directional heads | 15.7 | N/A | 35.9 | 0.74 | 3000 | 82.3 | 35000 | 2010-10-08
WAC Lighting | WAC | J-18F-WW |  | Residential | LED | Surface-mounted with directional heads | 15.7 | N/A | 35.9 | 0.74 | 3000 | 82.3 | 35000 | 2010-10-08
WAC Lighting | WAC | J-9F-CW |  | Residential | LED | Surface-mounted with directional heads | 7.9 | N/A | 37.3 | 0.71 | 3000 | 82.9 | 35000 | 2010-10-08
WAC Lighting | WAC | J-9F-WW |  | Residential | LED | Surface-mounted with directional heads | 7.9 | N/A | 37.3 | 0.71 | 3000 | 82.9 | 35000 | 2010-10-08
WAC Lighting | WAC | J-9S-CW |  | Residential | LED | Surface-mounted with directional heads | 7.9 | N/A | 36 | 0.71 | 3000 | 83.3 | 35000 | 2010-10-08
WAC Lighting | WAC | J-9S-WW |  | Residential | LED | Surface-mounted with directional heads | 7.9 | N/A | 36 | 0.71 | 3000 | 83.3 | 35000 | 2010-10-08
WAC Lighting | WAC | JHT-LED212 |  | Residential | LED | Surface-mounted with directional heads | 13.9 | N/A | 51.2 | 0.99 | 3000 | 81.4 | 35000 | 2010-09-29
WAC Lighting | WAC | L-18F-CW |  | Residential | LED | Surface-mounted with directional heads | 15.7 | N/A | 35.9 | 0.74 | 3000 | 82.3 | 35000 | 2010-10-08
WAC Lighting | WAC | L-18F-WW |  | Residential | LED | Surface-mounted with directional heads | 15.7 | N/A | 35.9 | 0.74 | 3000 | 82.3 | 35000 | 2010-10-08
WAC Lighting | WAC | L-9F-CW |  | Residential | LED | Surface-mounted with directional heads | 7.9 | N/A | 37.3 | 0.71 | 3000 | 82.9 | 35000 | 2010-10-08
WAC Lighting | WAC | L-9F-WW |  | Residential | LED | Surface-mounted with directional heads | 7.9 | N/A | 37.3 | 0.71 | 3000 | 82.9 | 35000 | 2010-10-08
WAC Lighting | WAC | L-9S-CW |  | Residential | LED | Surface-mounted with directional heads | 7.9 | N/A | 36 | 0.71 | 3000 | 83.3 | 35000 | 2010-10-08
WAC Lighting | WAC | L-9S-WW |  | Residential | LED | Surface-mounted with directional heads | 7.9 | N/A | 36 | 0.71 | 3000 | 83.3 | 35000 | 2010-10-08
WAC Lighting | WAC | LHT-LED212 |  | Residential | LED | Surface-mounted with directional heads | 13.9 | N/A | 51.2 | 0.99 | 3000 | 81.4 | 35000 | 2010-09-29
Zumtobel Lighting, Inc. USA | BASYS | BR4DLED08WK35MS45D1 |  | Commercial | LED | Recessed downlights | 7.46 | N/A | 73 | 0.96 | 3500 | 84 | 35000 | 2011-07-20 | Dimmable
Zumtobel Lighting, Inc. USA | BASYS | BR4DLED18WK35MS45D1 |  | Commercial | LED | Recessed downlights | 17.4 | N/A | 67 | 0.97 | 3500 | 84 | 35000 | 2011-07-20 | Dimmable
Zumtobel Lighting, Inc. USA | BASYS | BR4DLED21WK35MS45D1 |  | Commercial | LED | Recessed downlights | 20.2 | N/A | 64 | 0.96 | 3500 | 84 | 35000 | 2011-09-08 | Dimmable
Zumtobel Lighting, Inc. USA | BASYS | BR4DLED25WK35MS45D1 |  | Commercial | LED | Recessed downlights | 24.7 | N/A | 60 | 0.96 | 3500 | 84 | 35000 | 2011-09-08 | Dimmable
Zumtobel Lighting, Inc. USA | BASYS | BRS4N1DIUD09K28MS-XPG |  | Commercial | LED | Recessed downlights | 22.8 | N/A | 39 | 0.98 | 3000 | 81.7 | 35000 | 2011-01-24 | Dimmable
Zumtobel Lighting, Inc. USA | BASYS | BRS4N1DIUD14K28MS-XPG |  | Commercial | LED | Recessed downlights | 34.7 | N/A | 41.3 | 0.984 | 3000 | 81 | 35000 | 2010-11-17 | Dimmable
Zumtobel Lighting, Inc. USA | BASYS | BS4DLED08WK35MS45D1 |  | Commercial | LED | Recessed downlights | 7.6 | N/A | 69 | 0.96 | 3500 | 84 | 35000 | 2011-07-20 | Dimmable
Zumtobel Lighting, Inc. USA | BASYS | BS4DLED18WK35MS45D1 |  | Commercial | LED | Recessed downlights | 17.8 | N/A | 63 | 0.97 | 3500 | 84 | 35000 | 2011-07-20 | Dimmable
Zumtobel Lighting, Inc. USA | BASYS | BS4DLED21WK35MS45D1 |  | Commercial | LED | Recessed downlights | 20.9 | N/A | 61 | 0.96 | 3500 | 84 | 35000 | 2011-09-08 | Dimmable
Zumtobel Lighting, Inc. USA | BASYS | BS4DLED25WK35MS45D1 |  | Commercial | LED | Recessed downlights | 25.3 | N/A | 58 | 0.96 | 3500 | 84 | 35000 | 2011-09-08 | Dimmable

## Key Efficiency Criteria
Key Efficiency Criteria
Qualified models meet all ENERGY STAR requirements as listed in the Version 4.2 ENERGY STAR Program Requirements for Residential Light Fixtures, the Version 1.3 ENERGY STAR Program Requirements for Solid-State Lighting Luminaires, or Version 1.1 ENERGY STAR Program Requirements for Luminaires.
Performance Characteristic | Specification Residential Light Fixtures | Specification Solid-State Lighting Luminaires | Specification Luminaires
Source Efficacy | ≥ 50 LPW for all lamp types below 30 total listed lamp watts ≥ 60 LPW for all lamp types that are ≤ 24 inches and ≥ 30 total listed lamp watts. ≥ 70 LPW for all lamp types that are > 24 inches and ≥ 30 total listed lamp watts. | N/A | N/A
Luminaire Efficacy | N/A | Minimum of 20lm/W | Minimum of 29 lm/W
Power Factor | ≥ 0.5 | Residential ≥ .70 Commercial ≥ .90 | Residential: ≥ 0.5 Commercial: ≥ 0.9 Solid State Residential with input power greater than 5 watts: ≥ 0.7
Correlated Color Temperature | For lamps shipped with the fixtures, the lamps must have one of the following designated correlated color temperatures (CCT: 2700K, 3000K, 3500K, 4100K, 5000K, 6500K. | The luminaire must have one of the following designated CCTs: 2700K, 3000K, 3500K, 4000K, 4500K, 5000K, 5700K, 6500K | Lamps shipped with luminaires shall have one of the following nominal correlated color temperatures (CCT): 2700K, 3000K, 3500K, 4000/4100K, 5000K
Color Rendering Index | ≥ 80 for compact fluorescent lamps ≥ 75 for linear fluorescent lamps | Indoor luminaires shall have a minimum CRI of 75. | Ra ≥ 80
Rated Life of Light Source | For lamps shipped with the fixtures, the average rated life of the lamp must be ≥ 10,000 hours. | ≥ 25,000 hours | Fluorescent and HID: ≥ 10,000 hours Halogen Incandescent: ≥ 2,500 hours Solid State: ≥ 25, 000

## Definitions for Column Headers
Performance Characteristic | Definitions
Source Efficacy | The quotient of the total luminous flux emitted by the total lamp power input. It is expressed in lm W.
Luminaire Efficacy | The ratio of luminous flux (lumens) emitted by a luminaire to that emitted by the lamp or lamps used therein.
Power Factor | The ratio of real power that flows to the lamp versus the amount of power actually consumed. A lamp with a lower Power Factor will draw more current than a lamp with a higher power factor for the same amount of useful power transferred.
Correlated Color Temperature | A description of the "color" of a light source measured by the Kelvin (K) scale. CFLs are available in a range of color temperatures. Lower Kelvin temperatures (2700-3000K) mean the light has a warmer (red-yellow) color, while higher Kelvin temperatures (4100-6500K) mean the light has a cooler (bluer) color.
Color Rendering Index | Measure of the degree of color shift objects undergo when illuminated by the light source as compared with the color of those same objects when illuminated by a reference source of comparable color temperature.
Rated Life of Light Source | The life value assigned to a particular type lamp. This is commonly a statistically determined estimate of median operational life.